## Sheet1
Project :- BRAMHACORP THE COLLECTION - RESIDENTIAL W5+W6 | Project :- BRAMHACORP THE COLLECTION - RESIDENTIAL W5+W6 | Project :- BRAMHACORP THE COLLECTION - RESIDENTIAL W5+W6 | Project :- BRAMHACORP THE COLLECTION - RESIDENTIAL W5+W6 | Project :- BRAMHACORP THE COLLECTION - RESIDENTIAL W5+W6 | Project :- BRAMHACORP THE COLLECTION - RESIDENTIAL W5+W6 | Project :- BRAMHACORP THE COLLECTION - RESIDENTIAL W5+W6 | Project :- BRAMHACORP THE COLLECTION - RESIDENTIAL W5+W6 | Project :- BRAMHACORP THE COLLECTION - RESIDENTIAL W5+W6 | Project :- BRAMHACORP THE COLLECTION - RESIDENTIAL W5+W6 | Project :- BRAMHACORP THE COLLECTION - RESIDENTIAL W5+W6 | Project :- BRAMHACORP THE COLLECTION - RESIDENTIAL W5+W6 | Project :- BRAMHACORP THE COLLECTION - RESIDENTIAL W5+W6 | Project :- BRAMHACORP THE COLLECTION - RESIDENTIAL W5+W6 | Project :- BRAMHACORP THE COLLECTION - RESIDENTIAL W5+W6 | Project :- BRAMHACORP THE COLLECTION - RESIDENTIAL W5+W6
Selected Group :- The Collection - Residential W5+W6 | Selected Group :- The Collection - Residential W5+W6 | Selected Group :- The Collection - Residential W5+W6 | Selected Group :- The Collection - Residential W5+W6 | Selected Group :- The Collection - Residential W5+W6 | Selected Group :- The Collection - Residential W5+W6 | Selected Group :- The Collection - Residential W5+W6 | Selected Group :- The Collection - Residential W5+W6 | Selected Group :- The Collection - Residential W5+W6 | Selected Group :- The Collection - Residential W5+W6 | Selected Group :- The Collection - Residential W5+W6 | Selected Group :- The Collection - Residential W5+W6 | Selected Group :- The Collection - Residential W5+W6 | Selected Group :- The Collection - Residential W5+W6 | Selected Group :- The Collection - Residential W5+W6 | Selected Group :- The Collection - Residential W5+W6
Material/Labour Qty | Material/Labour Qty | Material/Labour Qty | Material/Labour Qty | Material/Labour Qty | Material/Labour Qty | Material/Labour Qty | Material/Labour Qty | Material/Labour Qty | Material/Labour Qty | Material/Labour Qty | Material/Labour Qty | Material/Labour Qty | Material/Labour Qty | Material/Labour Qty | Material/Labour Qty
Taskno | TASKNM | Unit_Name | VOLOFWORK | volofworklab | Material_No | ML_Name | ML_Unit | Qty_Required | Price_expected | Tree_Id | PriceExpected_Basic | Type | Tax_Scheme_Id | Tax_Amt | Tax_Scheme_Name
266764 | W5+W6 Upto Basement 4 Floor Raft lvl-81.00 Rock Anchoring 32 | No. | 696.0000 | 696.0000 | 27972 | Anchor Grout | Ltrs | 257.5200 | 218.2373 | 132.001.001.002.002.001.002. | 218.2373 | Material | 167 | 69551.2600 | C+S GST 18% I/P RD
268636 | W5+W6 Upto Basement 4 Floor Raft lvl-81.00 M15 (GGBS) | Cu.Mtrs | 141.0000 | 141.0000 | 22265 | M15 Concrete processing | Cu.Mtrs | 141.0000 | 1815.678 | 132.001.001.002.002.001.003. | 1815.678 | Material | 167 | 13019.6800 | C+S GST 18% I/P RD
268653 | W5+W6 Upto Basement 4 Floor Raft lvl-81.00 M40 (GGBS) | Cu.Mtrs | 465.3780 | 465.3780 | 23585 | M40 Concrete processing | Cu.Mtrs | 465.3780 | 2492.5085 | 132.001.001.002.002.001.004. | 2492.5085 | Material | 167 | 45432.4400 | C+S GST 18% I/P RD
268656 | W5+W6 Upto Basement 4 Floor Raft lvl-81.00 M40 (GGBS) | Cu.Mtrs | 547.7010 | 547.7010 | 23585 | M40 Concrete processing | Cu.Mtrs | 0.0000 | 2492.5085 | 132.001.001.002.002.001.005. | 2492.5085 | Material | 167 | 0.0000 | C+S GST 18% I/P RD
269322 | W5+W6 Upto Basement 4 Floor Raft lvl-81.00 M50 (GGBS) | Cu.Mtrs | 70.8000 | 70.8000 | 26065 | M50 Concrete processing - | Cu.Mtrs | 70.8000 | 3626.1186 | 132.001.001.002.002.001.009. | 3626.1186 | Material | 167 | 9062.4000 | C+S GST 18% I/P RD
269327 | W5+W6 Upto Basement 4 Floor Raft lvl-81.00 M15 (GGBS) | Cu.Mtrs | 359.0000 | 359.0000 | 22265 | M15 Concrete processing | Cu.Mtrs | 359.0000 | 1815.678 | 132.001.001.002.002.001.010. | 1815.678 | Material | 167 | 33149.4200 | C+S GST 18% I/P RD
270198 | W5+W6 Upto Basement 4 Floor Raft lvl-81.00 M15 (GGBS) | Cu.Mtrs | 121.5000 | 0.0000 | 22265 | M15 Concrete processing | Cu.Mtrs | 121.5000 | 1815.678 | 132.001.001.002.002.001.011. | 1815.678 | Material | 167 | 11178.0000 | C+S GST 18% I/P RD
271105 | W5+W6 Upto Basement 4 Floor Raft lvl-81.00 Rock Anchoring 32 | No. | 2358.0000 | 2358.0000 | 27972 | Anchor Grout | Ltrs | 872.4600 | 218.2373 | 132.001.001.002.002.001.012. | 218.2373 | Material | 167 | 235634.8600 | C+S GST 18% I/P RD
271135 | W5+W6 Upto Basement 4 Floor Raft lvl-81.00 Rock Anchoring 10 | No. | 180.0000 | 180.0000 | 27972 | Anchor Grout | Ltrs | 5.0400 | 218.2373 | 132.001.001.002.002.001.013. | 218.2373 | Material | 167 | 1361.2000 | C+S GST 18% I/P RD
276539 | W5+W6 Upto Basement 4 Floor Raft lvl-81.00 M40-Old-(GGBS) | Cu.Mtrs | 5.9460 | 5.9460 | 23585 | M40 Concrete processing | Cu.Mtrs | 5.9460 | 2492.5085 | 132.001.001.002.002.001.014. | 2492.5085 | Material | 167 | 582.7100 | C+S GST 18% I/P RD
277589 | W5+W6 Upto Basement 4 Floor Raft lvl-81.00 M50 (GGBS) | Cu.Mtrs | 224.3880 | 224.3880 | 26065 | M50 Concrete processing - | Cu.Mtrs | 224.3880 | 3626.1186 | 132.001.001.002.002.001.016. | 3626.1186 | Material | 167 | 28636.4000 | C+S GST 18% I/P RD
279824 | W5+W6 Upto Basement 4 Floor Raft lvl-81.00 M15 (GGBS) | Cu.Mtrs | 16.5000 | 16.5000 | 22265 | M15 Concrete processing | Cu.Mtrs | 16.5000 | 1815.678 | 132.001.001.002.002.001.017. | 1815.678 | Material | 167 | 1523.5800 | C+S GST 18% I/P RD
280700 | W5+W6 Upto Basement 4 Floor Raft lvl-81.00 M15 (GGBS) | Cu.Mtrs | 200.0000 | 200.0000 | 22265 | M15 Concrete processing | Cu.Mtrs | 200.0000 | 1815.678 | 132.001.001.002.002.001.018. | 1815.678 | Material | 167 | 18467.6400 | C+S GST 18% I/P RD
281826 | W5+W6 Upto Basement 4 Floor Raft lvl-81.00 M40-Old-(GGBS) | Cu.Mtrs | 10.0000 | 10.0000 | 23585 | M40 Concrete processing | Cu.Mtrs | 10.0000 | 2492.5085 | 132.001.001.002.002.001.019. | 2492.5085 | Material | 167 | 976.2400 | C+S GST 18% I/P RD
284924 | W5+W6 Upto Basement 4 Floor Raft lvl-81.00 M20 (GGBS) | Cu.Mtrs | 307.4000 | 307.4000 | 22264 | M20 Concrete processing | Cu.Mtrs | 187.0000 | 2052.8898 | 132.001.001.002.002.001.023. | 2052.8898 | Material | 167 | 15828.6200 | C+S GST 18% I/P RD
284924 | W5+W6 Upto Basement 4 Floor Raft lvl-81.00 M20 (GGBS) | Cu.Mtrs | 307.4000 | 307.4000 | 2642 | Rubble For UCR | Cu.Ft | 7239.0000 | 14.2373 | 132.001.001.002.002.001.023. | 14.2373 | Material | 157 | 0.0000 | C+S GST 5% I/P RD
269288 | W5+W6 Upto Basement 3 Floor lvl-83.90 M40 (GGBS) | Cu.Mtrs | 602.7900 | 0.0000 | 23585 | M40 Concrete processing | Cu.Mtrs | 602.7900 | 2492.5085 | 132.001.001.002.002.002.003. | 2492.5085 | Material | 167 | 58847.2600 | C+S GST 18% I/P RD
269317 | W5+W6 Upto Basement 3 Floor lvl-83.90 M50 (GGBS) | Cu.Mtrs | 241.0000 | 241.0000 | 26065 | M50 Concrete processing - | Cu.Mtrs | 241.0000 | 3626.1186 | 132.001.001.002.002.002.005. | 3626.1186 | Material | 167 | 30756.4200 | C+S GST 18% I/P RD
281802 | W5+W6 Upto Basement 3 Floor lvl-83.90 M40-Old-(GGBS) | Cu.Mtrs | 440.0000 | 0.0000 | 23585 | M40 Concrete processing | Cu.Mtrs | 81.0000 | 2492.5085 | 132.001.001.002.002.002.006. | 2492.5085 | Material | 167 | 7907.6000 | C+S GST 18% I/P RD
281802 | W5+W6 Upto Basement 3 Floor lvl-83.90 M40-Old-(GGBS) | Cu.Mtrs | 440.0000 | 0.0000 | 28860 | M40 PT Concrete processing | Cu.Mtrs | 359.0000 | 3258.5424 | 132.001.001.002.002.002.006. | 3258.5424 | Material | 167 | 45781.3400 | C+S GST 18% I/P RD
282181 | W5+W6 Upto Basement 3 Floor lvl-83.90 M40-Old-(GGBS) | Cu.Mtrs | 15.0000 | 15.0000 | 23585 | M40 Concrete processing | Cu.Mtrs | 15.0000 | 2492.5085 | 132.001.001.002.002.002.008. | 2492.5085 | Material | 167 | 1464.3800 | C+S GST 18% I/P RD
292350 | W5+W6 Upto Basement 3 Floor lvl-83.90 PT Grouting Works | RMT | 1919.0000 | 0.0000 | 27224 | Cebex100 | Pack | 65.2460 | 60 | 132.001.001.002.002.002.014. | 60 | Material | 167 | 448.6400 | C+S GST 18% I/P RD
293497 | W5+W6 Upto Basement 3 Floor lvl-83.90 M40 (GGBS) | Cu.Mtrs | 7.8100 | 0.0000 | 23585 | M40 Concrete processing | Cu.Mtrs | 7.8100 | 2492.5085 | 132.001.001.002.002.002.016. | 2492.5085 | Material | 167 | 762.4400 | C+S GST 18% I/P RD
269289 | W5+W6 Upto Basement 2 Floor lvl-86.80 M40 (GGBS) | Cu.Mtrs | 239.7400 | 0.0000 | 23585 | M40 Concrete processing | Cu.Mtrs | 239.7400 | 2492.5085 | 132.001.001.002.002.003.003. | 2492.5085 | Material | 167 | 23404.5800 | C+S GST 18% I/P RD
269289 | W5+W6 Upto Basement 2 Floor lvl-86.80 M40 (GGBS) | Cu.Mtrs | 239.7400 | 0.0000 | 26065 | M50 Concrete processing - | Cu.Mtrs | 239.7400 | 3626.1186 | 132.001.001.002.002.003.003. | 3626.1186 | Material | 167 | 30595.6200 | C+S GST 18% I/P RD
277634 | W5+W6 Upto Basement 2 Floor lvl-86.80 M50 (GGBS) | Cu.Mtrs | 236.9420 | 236.9420 | 26065 | M50 Concrete processing - | Cu.Mtrs | 236.9420 | 3626.1186 | 132.001.001.002.002.003.004. | 3626.1186 | Material | 167 | 30328.5800 | C+S GST 18% I/P RD
282218 | W5+W6 Upto Basement 2 Floor lvl-86.80 M40-Old-(GGBS) | Cu.Mtrs | 15.1700 | 15.1700 | 23585 | M40 Concrete processing | Cu.Mtrs | 15.1700 | 2492.5085 | 132.001.001.002.002.003.006. | 2492.5085 | Material | 167 | 1480.9600 | C+S GST 18% I/P RD
291285 | W5+W6 Upto Basement 2 Floor lvl-86.80 M40PT(GGBS) | Cu.Mtrs | 440.0000 | 440.0000 | 28860 | M40 PT Concrete processing | Cu.Mtrs | 440.0000 | 3258.5424 | 132.001.001.002.002.003.012. | 3258.5424 | Material | 167 | 56110.8200 | C+S GST 18% I/P RD
292351 | W5+W6 Upto Basement 2 Floor lvl-86.80 PT Grouting Works | RMT | 1919.0000 | 0.0000 | 27224 | Cebex100 | Pack | 65.2460 | 60 | 132.001.001.002.002.003.013. | 60 | Material | 167 | 448.6400 | C+S GST 18% I/P RD
293499 | W5+W6 Upto Basement 2 Floor lvl-86.80 M40 (GGBS) | Cu.Mtrs | 7.8100 | 0.0000 | 23585 | M40 Concrete processing | Cu.Mtrs | 7.8100 | 2492.5085 | 132.001.001.002.002.003.015. | 2492.5085 | Material | 167 | 762.4400 | C+S GST 18% I/P RD
269291 | W5+W6 Upto Basement 1 Floor lvl-89.70 M40 (GGBS) | Cu.Mtrs | 199.7800 | 0.0000 | 23585 | M40 Concrete processing | Cu.Mtrs | 199.7800 | 2492.5085 | 132.001.001.002.002.004.003. | 2492.5085 | Material | 167 | 19503.4800 | C+S GST 18% I/P RD
282222 | W5+W6 Upto Basement 1 Floor lvl-89.70 M40-Old-(GGBS) | Cu.Mtrs | 15.1900 | 15.1900 | 23585 | M40 Concrete processing | Cu.Mtrs | 15.1900 | 2492.5085 | 132.001.001.002.002.004.004. | 2492.5085 | Material | 167 | 1482.9200 | C+S GST 18% I/P RD
291286 | W5+W6 Upto Basement 1 Floor lvl-89.70 M50 (GGBS) | Cu.Mtrs | 200.0000 | 0.0000 | 26065 | M50 Concrete processing - | Cu.Mtrs | 200.0000 | 3626.1186 | 132.001.001.002.002.004.011. | 3626.1186 | Material | 167 | 25524.0000 | C+S GST 18% I/P RD
292198 | W5+W6 Upto Basement 1 Floor lvl-89.70 M40 (GGBS) | Cu.Mtrs | 421.5000 | 0.0000 | 28860 | M40 PT Concrete processing | Cu.Mtrs | 421.5000 | 3258.5424 | 132.001.001.002.002.004.012. | 3258.5424 | Material | 167 | 53952.0000 | C+S GST 18% I/P RD
292352 | W5+W6 Upto Basement 1 Floor lvl-89.70 PT Grouting Works | RMT | 1919.0000 | 0.0000 | 27224 | Cebex100 | Pack | 65.2460 | 60 | 132.001.001.002.002.004.013. | 60 | Material | 167 | 448.6400 | C+S GST 18% I/P RD
293501 | W5+W6 Upto Basement 1 Floor lvl-89.70 M40 (GGBS) | Cu.Mtrs | 7.8100 | 0.0000 | 23585 | M40 Concrete processing | Cu.Mtrs | 7.8100 | 2492.5085 | 132.001.001.002.002.004.015. | 2492.5085 | Material | 167 | 762.4400 | C+S GST 18% I/P RD
298995 | W5+W6 Upto Basement 1 Floor lvl-89.70 M50 (GGBS) | Cu.Mtrs | 199.7800 | 0.0000 | 26065 | M50 Concrete processing - | Cu.Mtrs | 199.7800 | 3626.1186 | 132.001.001.002.002.004.016. | 3626.1186 | Material | 167 | 25495.9200 | C+S GST 18% I/P RD
269293 | W5+W6 Upto Lower Ground lvl-92.60 M40 (GGBS) | Cu.Mtrs | 179.8000 | 0.0000 | 23585 | M40 Concrete processing | Cu.Mtrs | 179.8000 | 2492.5085 | 132.001.001.002.002.005.003. | 2492.5085 | Material | 167 | 17620.4000 | C+S GST 18% I/P RD
284928 | W5+W6 Upto Lower Ground lvl-92.60 M20 (GGBS) | Cu.Mtrs | 36.0000 | 36.0000 | 13099 | RMC M20. | Cu.Mtrs | 24.0000 | 4138 | 132.001.001.002.002.005.005. | 4138 | Material | 141 | 6720.0000 | Vat 13.5%
291244 | W5+W6 Upto Lower Ground lvl-92.60 M40PT(GGBS) | Cu.Mtrs | 420.0000 | 420.0000 | 28860 | M40 PT Concrete processing | Cu.Mtrs | 420.0000 | 3258.5424 | 132.001.001.002.002.005.010. | 3258.5424 | Material | 167 | 53760.0000 | C+S GST 18% I/P RD
291245 | W5+W6 Upto Lower Ground lvl-92.60 M50PT (GGBS) | Cu.Mtrs | 237.0000 | 237.0000 | 26065 | M50 Concrete processing - | Cu.Mtrs | 237.0000 | 3626.1186 | 132.001.001.002.002.005.011. | 3626.1186 | Material | 167 | 30336.0000 | C+S GST 18% I/P RD
293503 | W5+W6 Upto Lower Ground lvl-92.60 M40 (GGBS) | Cu.Mtrs | 7.8100 | 0.0000 | 23585 | M40 Concrete processing | Cu.Mtrs | 7.8100 | 2492.5085 | 132.001.001.002.002.005.013. | 2492.5085 | Material | 167 | 762.4400 | C+S GST 18% I/P RD
269294 | W5+W6 Upto Ground Floor lvl-96.35 M40 (GGBS) | Cu.Mtrs | 232.5000 | 0.0000 | 23585 | M40 Concrete processing | Cu.Mtrs | 232.5000 | 2492.5085 | 132.001.001.002.002.006.002. | 2492.5085 | Material | 167 | 22697.7600 | C+S GST 18% I/P RD
292629 | W5+W6 Upto Ground Floor lvl-96.35 M40-New-(GGBS) | Cu.Mtrs | 187.1900 | 0.0000 | 23585 | M40 Concrete processing | Cu.Mtrs | 0.0000 | 2492.5085 | 132.001.001.002.002.006.007. | 2492.5085 | Material | 167 | 0.0000 | C+S GST 18% I/P RD
292630 | W5+W6 Upto Ground Floor lvl-96.35 M50 (GGBS) | Cu.Mtrs | 305.5100 | 0.0000 | 26065 | M50 Concrete processing - | Cu.Mtrs | 305.5100 | 3626.1186 | 132.001.001.002.002.006.008. | 3626.1186 | Material | 167 | 38989.1800 | C+S GST 18% I/P RD
292631 | W5+W6 Upto Ground Floor lvl-96.35 M40PT | Cu.Mtrs | 292.6400 | 0.0000 | 28860 | M40 PT Concrete processing | Cu.Mtrs | 292.6400 | 3258.5424 | 132.001.001.002.002.006.009. | 3258.5424 | Material | 167 | 37318.8000 | C+S GST 18% I/P RD
293505 | W5+W6 Upto Ground Floor lvl-96.35 M40 (GGBS) | Cu.Mtrs | 7.8100 | 0.0000 | 23585 | M40 Concrete processing | Cu.Mtrs | 0.0000 | 2492.5085 | 132.001.001.002.002.006.011. | 2492.5085 | Material | 167 | 0.0000 | C+S GST 18% I/P RD
310051 | W5+6 Tunnel Area M40-New-(GGBS) | Cu.Mtrs | 153.0700 | 153.0700 | 23585 | M40 Concrete processing | Cu.Mtrs | 0.0000 | 2492.5085 | 132.001.001.002.002.006.013.002. | 2492.5085 | Material | 167 | 0.0000 | C+S GST 18% I/P RD
310147 | W5+6 Tunnel Area Column-M50 (GGBS) | Cu.Mtrs | 16.3000 | 16.3000 | 26065 | M50 Concrete processing - | Cu.Mtrs | 0.0000 | 3626.1186 | 132.001.001.002.002.006.013.005. | 3626.1186 | Material | 167 | 0.0000 | C+S GST 18% I/P RD
310148 | W5+6 Tunnel Area -R Wall M50 (GGBS) | Cu.Mtrs | 95.0900 | 0.0000 | 26065 | M50 Concrete processing - | Cu.Mtrs | 0.0000 | 3626.1186 | 132.001.001.002.002.006.013.006. | 3626.1186 | Material | 167 | 0.0000 | C+S GST 18% I/P RD
310170 | W5+6 Tunnel Area M50 (GGBS) - Column | Cu.Mtrs | 16.3000 | 16.3000 | 26065 | M50 Concrete processing - | Cu.Mtrs | 0.0000 | 3626.1186 | 132.001.001.002.002.006.013.007. | 3626.1186 | Material | 167 | 0.0000 | C+S GST 18% I/P RD
310171 | W5+6 Tunnel Area M50 (GGBS)- R Wall | Cu.Mtrs | 95.0900 | 95.0900 | 26065 | M50 Concrete processing - | Cu.Mtrs | 0.0000 | 3626.1186 | 132.001.001.002.002.006.013.008. | 3626.1186 | Material | 167 | 0.0000 | C+S GST 18% I/P RD
269296 | W5+W6 Upto Parking 1 Floor lvl-99.25 M40 (GGBS) | Cu.Mtrs | 119.8700 | 0.0000 | 23585 | M40 Concrete processing | Cu.Mtrs | 0.0000 | 2492.5085 | 132.001.001.002.002.007.002. | 2492.5085 | Material | 167 | 0.0000 | C+S GST 18% I/P RD
292355 | W5+W6 Upto Parking 1 Floor lvl-99.25 M50 (GGBS) | Cu.Mtrs | 204.5900 | 0.0000 | 26065 | M50 Concrete processing - | Cu.Mtrs | 0.0000 | 3626.1186 | 132.001.001.002.002.007.007. | 3626.1186 | Material | 167 | 0.0000 | C+S GST 18% I/P RD
292356 | W5+W6 Upto Parking 1 Floor lvl-99.25 M40 (GGBS) | Cu.Mtrs | 204.7400 | 0.0000 | 23585 | M40 Concrete processing | Cu.Mtrs | 0.0000 | 2492.5085 | 132.001.001.002.002.007.008. | 2492.5085 | Material | 167 | 0.0000 | C+S GST 18% I/P RD
292357 | W5+W6 Upto Parking 1 Floor lvl-99.25 M40 PT | Cu.Mtrs | 141.1300 | 0.0000 | 28860 | M40 PT Concrete processing | Cu.Mtrs | 0.0000 | 3258.5424 | 132.001.001.002.002.007.009. | 3258.5424 | Material | 167 | 0.0000 | C+S GST 18% I/P RD
293507 | W5+W6 Upto Parking 1 Floor lvl-99.25 M40 (GGBS) | Cu.Mtrs | 7.8100 | 0.0000 | 23585 | M40 Concrete processing | Cu.Mtrs | 0.0000 | 2492.5085 | 132.001.001.002.002.007.011. | 2492.5085 | Material | 167 | 0.0000 | C+S GST 18% I/P RD
292359 | W5+W6 Upto Parking 2 Floor lvl-102.15 M50 (GGBS) | Cu.Mtrs | 204.1700 | 0.0000 | 26065 | M50 Concrete processing - | Cu.Mtrs | 0.0000 | 3626.1186 | 132.001.001.002.002.008.004. | 3626.1186 | Material | 167 | 0.0000 | C+S GST 18% I/P RD
292360 | W5+W6 Upto Parking 2 Floor lvl-102.15 M40-New-(GGBS) | Cu.Mtrs | 238.5000 | 0.0000 | 23585 | M40 Concrete processing | Cu.Mtrs | 0.0000 | 2492.5085 | 132.001.001.002.002.008.005. | 2492.5085 | Material | 167 | 0.0000 | C+S GST 18% I/P RD
292361 | W5+W6 Upto Parking 2 Floor lvl-102.15 M40PT | Cu.Mtrs | 151.0500 | 0.0000 | 28860 | M40 PT Concrete processing | Cu.Mtrs | 0.0000 | 3258.5424 | 132.001.001.002.002.008.006. | 3258.5424 | Material | 167 | 0.0000 | C+S GST 18% I/P RD
293492 | W5+W6 Upto Parking 2 Floor lvl-102.15 M40 (GGBS) | Cu.Mtrs | 24.1200 | 0.0000 | 23585 | M40 Concrete processing | Cu.Mtrs | 0.0000 | 2492.5085 | 132.001.001.002.002.008.008. | 2492.5085 | Material | 167 | 0.0000 | C+S GST 18% I/P RD
293485 | W5+W6 Upto Parking 3 Floor lvl-105.05 M50 (GGBS) | Cu.Mtrs | 204.3200 | 0.0000 | 26065 | M50 Concrete processing - | Cu.Mtrs | 0.0000 | 3626.1186 | 132.001.001.002.002.009.004. | 3626.1186 | Material | 167 | 0.0000 | C+S GST 18% I/P RD
293487 | W5+W6 Upto Parking 3 Floor lvl-105.05 M40 (GGBS) | Cu.Mtrs | 238.4000 | 0.0000 | 23585 | M40 Concrete processing | Cu.Mtrs | 0.0000 | 2492.5085 | 132.001.001.002.002.009.006. | 2492.5085 | Material | 167 | 0.0000 | C+S GST 18% I/P RD
293488 | W5+W6 Upto Parking 3 Floor lvl-105.05 M40 (GGBS) | Cu.Mtrs | 24.1200 | 0.0000 | 23585 | M40 Concrete processing | Cu.Mtrs | 0.0000 | 2492.5085 | 132.001.001.002.002.009.007. | 2492.5085 | Material | 167 | 0.0000 | C+S GST 18% I/P RD
293491 | W5+W6 Upto Parking 3 Floor lvl-105.05 M40 PT | Cu.Mtrs | 152.5100 | 0.0000 | 28860 | M40 PT Concrete processing | Cu.Mtrs | 0.0000 | 3258.5424 | 132.001.001.002.002.009.009. | 3258.5424 | Material | 167 | 0.0000 | C+S GST 18% I/P RD
309513 | W5+W6 Upto Parking 3 - Staircase - Floor lvl-105.05 M40-New- | Cu.Mtrs | 7.8000 | 7.8000 | 23585 | M40 Concrete processing | Cu.Mtrs | 0.0000 | 2492.5085 | 132.001.001.002.002.009.010. | 2492.5085 | Material | 167 | 0.0000 | C+S GST 18% I/P RD
295432 | W5+W6 Upto 3rd / Podium Floor lvl-108.55 M50 (GGBS) | Cu.Mtrs | 204.5000 | 0.0000 | 26065 | M50 Concrete processing - | Cu.Mtrs | 0.0000 | 3626.1186 | 132.001.001.002.002.010.006. | 3626.1186 | Material | 167 | 0.0000 | C+S GST 18% I/P RD
295433 | W5+W6 Upto 3rd / Podium Floor lvl-108.55 M40 (GGBS) Slab & B | Cu.Mtrs | 340.0000 | 0.0000 | 23585 | M40 Concrete processing | Cu.Mtrs | 340.0000 | 2492.5085 | 132.001.001.002.002.010.007. | 2492.5085 | Material | 167 | 33192.4400 | C+S GST 18% I/P RD
295434 | W5+W6 Upto 3rd / Podium Floor lvl-108.55 M40 (GGBS) NS Wall | Cu.Mtrs | 26.1000 | 0.0000 | 23585 | M40 Concrete processing | Cu.Mtrs | 26.1000 | 2492.5085 | 132.001.001.002.002.010.008. | 2492.5085 | Material | 167 | 2548.0000 | C+S GST 18% I/P RD
295435 | W5+W6 Upto 3rd / Podium Floor lvl-108.55 M40 (GGBS) | Cu.Mtrs | 7.8000 | 0.0000 | 23585 | M40 Concrete processing | Cu.Mtrs | 0.0000 | 2492.5085 | 132.001.001.002.002.010.009. | 2492.5085 | Material | 167 | 0.0000 | C+S GST 18% I/P RD
295440 | W5+W6 Upto 4th Floor lvl M50 (GGBS) Column | Cu.Mtrs | 184.1000 | 0.0000 | 26065 | M50 Concrete processing - | Cu.Mtrs | 184.1000 | 3626.1186 | 132.001.001.002.002.011.006. | 3626.1186 | Material | 167 | 23494.8400 | C+S GST 18% I/P RD
295441 | W5+W6 Upto 4th Floor lvl M40 (GGBS) Slab & Beam | Cu.Mtrs | 334.4000 | 0.0000 | 23585 | M40 Concrete processing | Cu.Mtrs | 334.4000 | 2492.5085 | 132.001.001.002.002.011.007. | 2492.5085 | Material | 167 | 32645.7400 | C+S GST 18% I/P RD
295442 | W5+W6 Upto 4th Floor lvl M40 (GGBS) NS Wall | Cu.Mtrs | 130.9000 | 0.0000 | 23585 | M40 Concrete processing | Cu.Mtrs | 130.9000 | 2492.5085 | 132.001.001.002.002.011.008. | 2492.5085 | Material | 167 | 12779.0800 | C+S GST 18% I/P RD
295443 | W5+W6 Upto 4th Floor lvl M40 (GGBS) Staircase | Cu.Mtrs | 7.8000 | 0.0000 | 23585 | M40 Concrete processing | Cu.Mtrs | 7.8000 | 2492.5085 | 132.001.001.002.002.011.009. | 2492.5085 | Material | 167 | 761.4800 | C+S GST 18% I/P RD
301224 | W5+W6 Upto 28th Floor lvl M40PT Slab | Cu.Mtrs | 41.7000 | 41.7000 | 28860 | M40 PT Concrete processing | Cu.Mtrs | 0.0000 | 3258.5424 | 132.001.001.002.002.035.008. | 3258.5424 | Material | 167 | 0.0000 | C+S GST 18% I/P RD
301227 | W5+W6 Terrace Floor M40PT(GGBS) Slab | Cu.Mtrs | 20.5000 | 20.5000 | 28860 | M40 PT Concrete processing | Cu.Mtrs | 0.0000 | 3258.5424 | 132.001.001.002.002.036.004. | 3258.5424 | Material | 167 | 0.0000 | C+S GST 18% I/P RD
269533 | RCC Misc Work | Per Project | 0.0000 | 0.0000 | 22922 | Diesel | Ltrs | 1000.0000 | 76.839 | 132.001.001.002.002.038.001. | 76.839 | Material | 195 | 0.0000 | ZERO 0%
282637 | Tower Crane M40PT | Cu.Mtrs | 53.0000 | 53.0000 | 28860 | M40 PT Concrete processing | Cu.Mtrs | 53.0000 | 3258.5424 | 132.001.001.002.002.039.002. | 3258.5424 | Material | 167 | 6784.0000 | C+S GST 18% I/P RD
291836 | W5+6 Excess Consumption M50 (GGBS) | Cu.Mtrs | 10.6700 | 0.0000 | 26065 | M50 Concrete processing - | Cu.Mtrs | 10.6700 | 3626.1186 | 132.001.001.002.002.040.001. | 3626.1186 | Material | 167 | 1361.7000 | C+S GST 18% I/P RD
311245 | 28th Floor -Penthouse 9" with Fly ash bricks | Sq.Ft | 50.0000 | 50.0000 | 10209 | Fly Ash Bricks 225 x 150 x 80mm (9" x 6" x 3") | No. | 0.0000 | 8.5424 | 132.001.001.002.003.030.008. | 8.5424 | Material | 157 | 0.0000 | C+S GST 5% I/P RD
301702 | P1 Floor 6" Flyash Brickwork | Sq.ft | 103.1300 | 103.1300 | 10209 | Fly Ash Bricks 225 x 150 x 80mm (9" x 6" x 3") | No. | 479.5545 | 8.5424 | 132.001.001.002.003.034.001.002. | 8.5424 | Material | 157 | 215.8000 | C+S GST 5% I/P RD
301706 | P2 Floor 6" Flyash Brickwork | Sq.ft | 103.1300 | 103.1300 | 10209 | Fly Ash Bricks 225 x 150 x 80mm (9" x 6" x 3") | No. | 479.5545 | 8.5424 | 132.001.001.002.003.034.002.002. | 8.5424 | Material | 157 | 215.8000 | C+S GST 5% I/P RD
301710 | P3 Floor 6" Flyash Brickwork | Sq.ft | 127.2600 | 127.2600 | 10209 | Fly Ash Bricks 225 x 150 x 80mm (9" x 6" x 3") | No. | 591.7590 | 8.5424 | 132.001.001.002.003.034.003.002. | 8.5424 | Material | 157 | 266.3000 | C+S GST 5% I/P RD
301714 | 3rd Podium Floor 6" Flyash Brickwork | Sq.ft | 127.2600 | 127.2600 | 10209 | Fly Ash Bricks 225 x 150 x 80mm (9" x 6" x 3") | No. | 591.7590 | 8.5424 | 132.001.001.002.003.034.004.002. | 8.5424 | Material | 157 | 266.3000 | C+S GST 5% I/P RD
301718 | 4th Floor 6" Flyash Brickwork | Sq.ft | 149.4800 | 149.4800 | 10209 | Fly Ash Bricks 225 x 150 x 80mm (9" x 6" x 3") | No. | 695.0820 | 8.5424 | 132.001.001.002.003.034.005.002. | 8.5424 | Material | 157 | 312.7800 | C+S GST 5% I/P RD
301722 | 5th Floor 6" Flyash Brickwork | Sq.ft | 149.4800 | 149.4800 | 10209 | Fly Ash Bricks 225 x 150 x 80mm (9" x 6" x 3") | No. | 695.0820 | 8.5424 | 132.001.001.002.003.034.006.002. | 8.5424 | Material | 157 | 319.7400 | C+S GST 5% I/P RD
301726 | 6th Floor 6" Flyash Brickwork | Sq.ft | 149.4800 | 149.4800 | 10209 | Fly Ash Bricks 225 x 150 x 80mm (9" x 6" x 3") | No. | 695.0820 | 8.5424 | 132.001.001.002.003.034.007.002. | 8.5424 | Material | 157 | 319.7400 | C+S GST 5% I/P RD
301730 | 7th Floor 6" Flyash Brickwork | Sq.ft | 149.4800 | 149.4800 | 10209 | Fly Ash Bricks 225 x 150 x 80mm (9" x 6" x 3") | No. | 695.0820 | 8.5424 | 132.001.001.002.003.034.008.002. | 8.5424 | Material | 157 | 319.7400 | C+S GST 5% I/P RD
301734 | 8th Floor 6" Flyash Brickwork | Sq.ft | 149.4800 | 149.4800 | 10209 | Fly Ash Bricks 225 x 150 x 80mm (9" x 6" x 3") | No. | 695.0820 | 8.5424 | 132.001.001.002.003.034.009.002. | 8.5424 | Material | 157 | 312.7800 | C+S GST 5% I/P RD
301738 | 9th Floor 6" Flyash Brickwork | Sq.ft | 149.4800 | 149.4800 | 10209 | Fly Ash Bricks 225 x 150 x 80mm (9" x 6" x 3") | No. | 695.0820 | 8.5424 | 132.001.001.002.003.034.010.002. | 8.5424 | Material | 157 | 319.7400 | C+S GST 5% I/P RD
301742 | 10th Floor 6" Flyash Brickwork | Sq.ft | 149.4800 | 149.4800 | 10209 | Fly Ash Bricks 225 x 150 x 80mm (9" x 6" x 3") | No. | 695.0820 | 8.5424 | 132.001.001.002.003.034.011.002. | 8.5424 | Material | 157 | 319.7400 | C+S GST 5% I/P RD
301746 | 11th Floor 6" Flyash Brickwork | Sq.ft | 149.4800 | 149.4800 | 10209 | Fly Ash Bricks 225 x 150 x 80mm (9" x 6" x 3") | No. | 695.0820 | 8.5424 | 132.001.001.002.003.034.012.002. | 8.5424 | Material | 157 | 319.7400 | C+S GST 5% I/P RD
301750 | 12th Floor 6" Flyash Brickwork | Sq.ft | 149.4800 | 149.4800 | 10209 | Fly Ash Bricks 225 x 150 x 80mm (9" x 6" x 3") | No. | 695.0820 | 8.5424 | 132.001.001.002.003.034.013.002. | 8.5424 | Material | 157 | 319.7400 | C+S GST 5% I/P RD
301754 | 13th Floor 6" Flyash Brickwork | Sq.ft | 149.4800 | 149.4800 | 10209 | Fly Ash Bricks 225 x 150 x 80mm (9" x 6" x 3") | No. | 695.0820 | 8.5424 | 132.001.001.002.003.034.014.002. | 8.5424 | Material | 157 | 319.7400 | C+S GST 5% I/P RD
301758 | 14th Floor 6" Flyash Brickwork | Sq.ft | 149.4800 | 149.4800 | 10209 | Fly Ash Bricks 225 x 150 x 80mm (9" x 6" x 3") | No. | 695.0820 | 8.5424 | 132.001.001.002.003.034.015.002. | 8.5424 | Material | 157 | 319.7400 | C+S GST 5% I/P RD
301762 | 15th Floor 6" Flyash Brickwork | Sq.ft | 149.4800 | 149.4800 | 10209 | Fly Ash Bricks 225 x 150 x 80mm (9" x 6" x 3") | No. | 695.0820 | 8.5424 | 132.001.001.002.003.034.016.002. | 8.5424 | Material | 157 | 319.7400 | C+S GST 5% I/P RD
301766 | 16th Floor 6" Flyash Brickwork | Sq.ft | 149.4800 | 149.4800 | 10209 | Fly Ash Bricks 225 x 150 x 80mm (9" x 6" x 3") | No. | 695.0820 | 8.5424 | 132.001.001.002.003.034.017.002. | 8.5424 | Material | 157 | 319.7400 | C+S GST 5% I/P RD
301770 | 17th Floor 6" Flyash Brickwork | Sq.ft | 149.4800 | 149.4800 | 10209 | Fly Ash Bricks 225 x 150 x 80mm (9" x 6" x 3") | No. | 695.0820 | 8.5424 | 132.001.001.002.003.034.018.002. | 8.5424 | Material | 157 | 319.7400 | C+S GST 5% I/P RD
301774 | 18th Floor 6" Flyash Brickwork | Sq.ft | 149.4800 | 149.4800 | 10209 | Fly Ash Bricks 225 x 150 x 80mm (9" x 6" x 3") | No. | 695.0820 | 8.5424 | 132.001.001.002.003.034.019.002. | 8.5424 | Material | 157 | 319.7400 | C+S GST 5% I/P RD
301778 | 19th Floor 6" Flyash Brickwork | Sq.ft | 149.4800 | 149.4800 | 10209 | Fly Ash Bricks 225 x 150 x 80mm (9" x 6" x 3") | No. | 695.0820 | 8.5424 | 132.001.001.002.003.034.020.002. | 8.5424 | Material | 157 | 319.7400 | C+S GST 5% I/P RD
301782 | 20th Floor 6" Flyash Brickwork | Sq.ft | 149.4800 | 149.4800 | 10209 | Fly Ash Bricks 225 x 150 x 80mm (9" x 6" x 3") | No. | 695.0820 | 8.5424 | 132.001.001.002.003.034.021.002. | 8.5424 | Material | 157 | 319.7400 | C+S GST 5% I/P RD
301786 | 21th Floor 6" Flyash Brickwork | Sq.ft | 149.4800 | 149.4800 | 10209 | Fly Ash Bricks 225 x 150 x 80mm (9" x 6" x 3") | No. | 695.0820 | 8.5424 | 132.001.001.002.003.034.022.002. | 8.5424 | Material | 157 | 319.7400 | C+S GST 5% I/P RD
301790 | 22nd Floor 6" Flyash Brickwork | Sq.ft | 149.4800 | 149.4800 | 10209 | Fly Ash Bricks 225 x 150 x 80mm (9" x 6" x 3") | No. | 695.0820 | 8.5424 | 132.001.001.002.003.034.023.002. | 8.5424 | Material | 157 | 319.7400 | C+S GST 5% I/P RD
301798 | 23rd Floor 6" Flyash Brickwork | Sq.ft | 149.4800 | 149.4800 | 10209 | Fly Ash Bricks 225 x 150 x 80mm (9" x 6" x 3") | No. | 695.0820 | 8.5424 | 132.001.001.002.003.034.024.002. | 8.5424 | Material | 157 | 319.7400 | C+S GST 5% I/P RD
301802 | 24th Floor 6" Flyash Brickwork | Sq.ft | 149.4800 | 149.4800 | 10209 | Fly Ash Bricks 225 x 150 x 80mm (9" x 6" x 3") | No. | 695.0820 | 8.5424 | 132.001.001.002.003.034.025.002. | 8.5424 | Material | 157 | 319.7400 | C+S GST 5% I/P RD
301806 | 25th Floor 6" Flyash Brickwork | Sq.ft | 149.4800 | 149.4800 | 10209 | Fly Ash Bricks 225 x 150 x 80mm (9" x 6" x 3") | No. | 695.0820 | 8.5424 | 132.001.001.002.003.034.026.002. | 8.5424 | Material | 157 | 319.7400 | C+S GST 5% I/P RD
301810 | 26th Floor 6" Flyash Brickwork | Sq.ft | 149.4800 | 149.4800 | 10209 | Fly Ash Bricks 225 x 150 x 80mm (9" x 6" x 3") | No. | 695.0820 | 8.5424 | 132.001.001.002.003.034.027.002. | 8.5424 | Material | 157 | 319.7400 | C+S GST 5% I/P RD
301814 | 27th Floor 6" Flyash Brickwork | Sq.ft | 149.4800 | 149.4800 | 10209 | Fly Ash Bricks 225 x 150 x 80mm (9" x 6" x 3") | No. | 695.0820 | 8.5424 | 132.001.001.002.003.034.028.002. | 8.5424 | Material | 157 | 319.7400 | C+S GST 5% I/P RD
301818 | 28th Floor 6" Flyash Brickwork | Sq.ft | 149.4800 | 149.4800 | 10209 | Fly Ash Bricks 225 x 150 x 80mm (9" x 6" x 3") | No. | 695.0820 | 8.5424 | 132.001.001.002.003.034.029.002. | 8.5424 | Material | 157 | 319.7400 | C+S GST 5% I/P RD
301822 | Terrace Floor & Staircap 6" Flyash Brickwork | Sq.ft | 48.7400 | 48.7400 | 10209 | Fly Ash Bricks 225 x 150 x 80mm (9" x 6" x 3") | No. | 226.6410 | 8.5424 | 132.001.001.002.003.034.030.002. | 8.5424 | Material | 157 | 101.9800 | C+S GST 5% I/P RD
266770 | Basement 4 W/P PRV Work | No. | 90.0000 | 90.0000 | 28607 | GI Pipe 2" | RMT | 198.0000 | 429.6356 | 132.001.001.002.006.001.001. | 429.6356 | Material | 167 | 6289.0300 | C+S GST 18% I/P RD
269225 | Basement 4 W/P Retaining wall waterproofing-(Sq.Mtr) | Sq.Mt | 0.0000 | 0.0000 | 11853 | Bamboos 18 Ft | No. | 400.0000 | 105.9322 | 132.001.001.002.006.001.003. | 105.9322 | Material | 157 | 800.0000 | C+S GST 5% I/P RD
269225 | Basement 4 W/P Retaining wall waterproofing-(Sq.Mtr) | Sq.Mt | 0.0000 | 0.0000 | 9778 | Kathya | Bundle | 4.0000 | 489.4068 | 132.001.001.002.006.001.003. | 489.4068 | Material | 157 | 36.0000 | C+S GST 5% I/P RD
295935 | Aluform Material | Per Project | 0.0000 | 0.0000 | 32511 | PVC Sleeve 400mm | No. | 70.0000 | 27.5508 | 132.001.001.002.007.001. | 27.5508 | Material | 167 | 189.0000 | C+S GST 18% I/P RD
295935 | Aluform Material | Per Project | 0.0000 | 0.0000 | 29891 | PVC Sleeve 50 MM | No. | 37.0000 | 166.6695 | 132.001.001.002.007.001. | 166.6695 | Material | 167 | 148.0000 | C+S GST 18% I/P RD
295935 | Aluform Material | Per Project | 0.0000 | 0.0000 | 23096 | Tie Rod | No. | 480.0000 | 142.5 | 132.001.001.002.007.001. | 142.5 | Material | 167 | 8208.0000 | C+S GST 18% I/P RD
295783 | Fabrication Work - AC Duct Railing | Per Project | 0.0000 | 0.0000 | 27599 | Self Tapping Screw 1" | No. | 300.0000 | 2.5424 | 132.001.001.004.001.039.001. | 2.5424 | Material | 167 | 0.0000 | C+S GST 18% I/P RD
301685 | Ground Floor Conduit Electrical Work | Per Project | 0.0000 | 0.0000 | 25629 | 2 Module Box | No. | 170.0000 | 73 | 132.001.001.005.001.006.001. | 73 | Material | 167 | 510.0000 | C+S GST 18% I/P RD
301685 | Ground Floor Conduit Electrical Work | Per Project | 0.0000 | 0.0000 | 28728 | 25 mm PVC Conduit Pipe MMS Type | No. | 1042.0000 | 50.5678 | 132.001.001.005.001.006.001. | 50.5678 | Material | 167 | 3396.7200 | C+S GST 18% I/P RD
301685 | Ground Floor Conduit Electrical Work | Per Project | 0.0000 | 0.0000 | 15231 | 25mm PVC BEND | No. | 683.0000 | 6.9746 | 132.001.001.005.001.006.001. | 6.9746 | Material | 167 | 453.6400 | C+S GST 18% I/P RD
301685 | Ground Floor Conduit Electrical Work | Per Project | 0.0000 | 0.0000 | 15232 | 25mm PVC Socket | No. | 244.0000 | 3.6356 | 132.001.001.005.001.006.001. | 3.6356 | Material | 167 | 44.3600 | C+S GST 18% I/P RD
301685 | Ground Floor Conduit Electrical Work | Per Project | 0.0000 | 0.0000 | 27689 | 3 Module Box | No. | 35.0000 | 83.2203 | 132.001.001.005.001.006.001. | 83.2203 | Material | 167 | 210.0000 | C+S GST 18% I/P RD
301685 | Ground Floor Conduit Electrical Work | Per Project | 0.0000 | 0.0000 | 28801 | 4 Module Box | No. | 50.0000 | 99.2797 | 132.001.001.005.001.006.001. | 99.2797 | Material | 167 | 350.0000 | C+S GST 18% I/P RD
301685 | Ground Floor Conduit Electrical Work | Per Project | 0.0000 | 0.0000 | 28080 | 6 Module Box | No. | 70.0000 | 149.6525 | 132.001.001.005.001.006.001. | 149.6525 | Material | 167 | 700.0000 | C+S GST 18% I/P RD
301685 | Ground Floor Conduit Electrical Work | Per Project | 0.0000 | 0.0000 | 28803 | 8 Module Box | No. | 50.0000 | 183.9576 | 132.001.001.005.001.006.001. | 183.9576 | Material | 167 | 500.0000 | C+S GST 18% I/P RD
301685 | Ground Floor Conduit Electrical Work | Per Project | 0.0000 | 0.0000 | 28791 | MS Ceiling Fan Box | No. | 40.0000 | 60 | 132.001.001.005.001.006.001. | 60 | Material | 167 | 200.0000 | C+S GST 18% I/P RD
301685 | Ground Floor Conduit Electrical Work | Per Project | 0.0000 | 0.0000 | 22916 | PVC Surface Junction Box 25mm | No. | 70.0000 | 18.5508 | 132.001.001.005.001.006.001. | 18.5508 | Material | 95 | 27.7200 | VAT 5%
301686 | Parking 1 Floor Conduit Electrical Work | Per Project | 0.0000 | 0.0000 | 25629 | 2 Module Box | No. | 170.0000 | 73 | 132.001.001.005.001.007.001. | 73 | Material | 167 | 510.0000 | C+S GST 18% I/P RD
301686 | Parking 1 Floor Conduit Electrical Work | Per Project | 0.0000 | 0.0000 | 28728 | 25 mm PVC Conduit Pipe MMS Type | No. | 1042.0000 | 50.5678 | 132.001.001.005.001.007.001. | 50.5678 | Material | 167 | 3396.7200 | C+S GST 18% I/P RD
301686 | Parking 1 Floor Conduit Electrical Work | Per Project | 0.0000 | 0.0000 | 15231 | 25mm PVC BEND | No. | 683.0000 | 6.9746 | 132.001.001.005.001.007.001. | 6.9746 | Material | 167 | 453.6400 | C+S GST 18% I/P RD
301686 | Parking 1 Floor Conduit Electrical Work | Per Project | 0.0000 | 0.0000 | 15232 | 25mm PVC Socket | No. | 244.0000 | 3.6356 | 132.001.001.005.001.007.001. | 3.6356 | Material | 167 | 44.3600 | C+S GST 18% I/P RD
301686 | Parking 1 Floor Conduit Electrical Work | Per Project | 0.0000 | 0.0000 | 27689 | 3 Module Box | No. | 35.0000 | 83.2203 | 132.001.001.005.001.007.001. | 83.2203 | Material | 167 | 210.0000 | C+S GST 18% I/P RD
301686 | Parking 1 Floor Conduit Electrical Work | Per Project | 0.0000 | 0.0000 | 28801 | 4 Module Box | No. | 50.0000 | 99.2797 | 132.001.001.005.001.007.001. | 99.2797 | Material | 167 | 350.0000 | C+S GST 18% I/P RD
301686 | Parking 1 Floor Conduit Electrical Work | Per Project | 0.0000 | 0.0000 | 28080 | 6 Module Box | No. | 70.0000 | 149.6525 | 132.001.001.005.001.007.001. | 149.6525 | Material | 167 | 700.0000 | C+S GST 18% I/P RD
301686 | Parking 1 Floor Conduit Electrical Work | Per Project | 0.0000 | 0.0000 | 28803 | 8 Module Box | No. | 50.0000 | 183.9576 | 132.001.001.005.001.007.001. | 183.9576 | Material | 167 | 500.0000 | C+S GST 18% I/P RD
301686 | Parking 1 Floor Conduit Electrical Work | Per Project | 0.0000 | 0.0000 | 28791 | MS Ceiling Fan Box | No. | 40.0000 | 60 | 132.001.001.005.001.007.001. | 60 | Material | 167 | 200.0000 | C+S GST 18% I/P RD
301686 | Parking 1 Floor Conduit Electrical Work | Per Project | 0.0000 | 0.0000 | 22916 | PVC Surface Junction Box 25mm | No. | 70.0000 | 18.5508 | 132.001.001.005.001.007.001. | 18.5508 | Material | 95 | 27.7200 | VAT 5%
301687 | Parking 2 Floor Conduit Electrical Work | Per Project | 0.0000 | 0.0000 | 25629 | 2 Module Box | No. | 170.0000 | 73 | 132.001.001.005.001.008.001. | 73 | Material | 167 | 510.0000 | C+S GST 18% I/P RD
301687 | Parking 2 Floor Conduit Electrical Work | Per Project | 0.0000 | 0.0000 | 28728 | 25 mm PVC Conduit Pipe MMS Type | No. | 1042.0000 | 50.5678 | 132.001.001.005.001.008.001. | 50.5678 | Material | 167 | 3396.7200 | C+S GST 18% I/P RD
301687 | Parking 2 Floor Conduit Electrical Work | Per Project | 0.0000 | 0.0000 | 15231 | 25mm PVC BEND | No. | 683.0000 | 6.9746 | 132.001.001.005.001.008.001. | 6.9746 | Material | 167 | 453.6400 | C+S GST 18% I/P RD
301687 | Parking 2 Floor Conduit Electrical Work | Per Project | 0.0000 | 0.0000 | 15232 | 25mm PVC Socket | No. | 244.0000 | 3.6356 | 132.001.001.005.001.008.001. | 3.6356 | Material | 167 | 44.3600 | C+S GST 18% I/P RD
301687 | Parking 2 Floor Conduit Electrical Work | Per Project | 0.0000 | 0.0000 | 27689 | 3 Module Box | No. | 35.0000 | 83.2203 | 132.001.001.005.001.008.001. | 83.2203 | Material | 167 | 210.0000 | C+S GST 18% I/P RD
301687 | Parking 2 Floor Conduit Electrical Work | Per Project | 0.0000 | 0.0000 | 28801 | 4 Module Box | No. | 50.0000 | 99.2797 | 132.001.001.005.001.008.001. | 99.2797 | Material | 167 | 350.0000 | C+S GST 18% I/P RD
301687 | Parking 2 Floor Conduit Electrical Work | Per Project | 0.0000 | 0.0000 | 28080 | 6 Module Box | No. | 70.0000 | 149.6525 | 132.001.001.005.001.008.001. | 149.6525 | Material | 167 | 700.0000 | C+S GST 18% I/P RD
301687 | Parking 2 Floor Conduit Electrical Work | Per Project | 0.0000 | 0.0000 | 28803 | 8 Module Box | No. | 50.0000 | 183.9576 | 132.001.001.005.001.008.001. | 183.9576 | Material | 167 | 500.0000 | C+S GST 18% I/P RD
301687 | Parking 2 Floor Conduit Electrical Work | Per Project | 0.0000 | 0.0000 | 28791 | MS Ceiling Fan Box | No. | 40.0000 | 60 | 132.001.001.005.001.008.001. | 60 | Material | 167 | 200.0000 | C+S GST 18% I/P RD
301687 | Parking 2 Floor Conduit Electrical Work | Per Project | 0.0000 | 0.0000 | 22916 | PVC Surface Junction Box 25mm | No. | 70.0000 | 18.5508 | 132.001.001.005.001.008.001. | 18.5508 | Material | 95 | 27.7200 | VAT 5%
301688 | Parking 3 Floor Conduit Electrical Work | Per Project | 0.0000 | 0.0000 | 25629 | 2 Module Box | No. | 170.0000 | 73 | 132.001.001.005.001.009.001. | 73 | Material | 167 | 510.0000 | C+S GST 18% I/P RD
301688 | Parking 3 Floor Conduit Electrical Work | Per Project | 0.0000 | 0.0000 | 28728 | 25 mm PVC Conduit Pipe MMS Type | No. | 1042.0000 | 50.5678 | 132.001.001.005.001.009.001. | 50.5678 | Material | 167 | 3396.7200 | C+S GST 18% I/P RD
301688 | Parking 3 Floor Conduit Electrical Work | Per Project | 0.0000 | 0.0000 | 15231 | 25mm PVC BEND | No. | 683.0000 | 6.9746 | 132.001.001.005.001.009.001. | 6.9746 | Material | 167 | 453.6400 | C+S GST 18% I/P RD
301688 | Parking 3 Floor Conduit Electrical Work | Per Project | 0.0000 | 0.0000 | 15232 | 25mm PVC Socket | No. | 244.0000 | 3.6356 | 132.001.001.005.001.009.001. | 3.6356 | Material | 167 | 44.3600 | C+S GST 18% I/P RD
301688 | Parking 3 Floor Conduit Electrical Work | Per Project | 0.0000 | 0.0000 | 27689 | 3 Module Box | No. | 35.0000 | 83.2203 | 132.001.001.005.001.009.001. | 83.2203 | Material | 167 | 210.0000 | C+S GST 18% I/P RD
301688 | Parking 3 Floor Conduit Electrical Work | Per Project | 0.0000 | 0.0000 | 28801 | 4 Module Box | No. | 50.0000 | 99.2797 | 132.001.001.005.001.009.001. | 99.2797 | Material | 167 | 350.0000 | C+S GST 18% I/P RD
301688 | Parking 3 Floor Conduit Electrical Work | Per Project | 0.0000 | 0.0000 | 28080 | 6 Module Box | No. | 70.0000 | 149.6525 | 132.001.001.005.001.009.001. | 149.6525 | Material | 167 | 700.0000 | C+S GST 18% I/P RD
301688 | Parking 3 Floor Conduit Electrical Work | Per Project | 0.0000 | 0.0000 | 28803 | 8 Module Box | No. | 50.0000 | 183.9576 | 132.001.001.005.001.009.001. | 183.9576 | Material | 167 | 500.0000 | C+S GST 18% I/P RD
301688 | Parking 3 Floor Conduit Electrical Work | Per Project | 0.0000 | 0.0000 | 28791 | MS Ceiling Fan Box | No. | 40.0000 | 60 | 132.001.001.005.001.009.001. | 60 | Material | 167 | 200.0000 | C+S GST 18% I/P RD
301688 | Parking 3 Floor Conduit Electrical Work | Per Project | 0.0000 | 0.0000 | 22916 | PVC Surface Junction Box 25mm | No. | 70.0000 | 18.5508 | 132.001.001.005.001.009.001. | 18.5508 | Material | 95 | 27.7200 | VAT 5%
311528 | 4th Floor PVC Conduit & Accessories -W5+W6 | Job | 1.0000 | 1.0000 | 25629 | 2 Module Box | No. | 354.0000 | 73 | 132.001.001.005.001.011.001. | 73 | Material | 167 | 1145.0400 | C+S GST 18% I/P RD
311528 | 4th Floor PVC Conduit & Accessories -W5+W6 | Job | 1.0000 | 1.0000 | 28728 | 25 mm PVC Conduit Pipe MMS Type | No. | 2001.0000 | 50.5678 | 132.001.001.005.001.011.001. | 50.5678 | Material | 167 | 6522.8600 | C+S GST 18% I/P RD
311528 | 4th Floor PVC Conduit & Accessories -W5+W6 | Job | 1.0000 | 1.0000 | 15231 | 25mm PVC BEND | No. | 1503.0000 | 6.9746 | 132.001.001.005.001.011.001. | 6.9746 | Material | 167 | 998.3000 | C+S GST 18% I/P RD
311528 | 4th Floor PVC Conduit & Accessories -W5+W6 | Job | 1.0000 | 1.0000 | 15232 | 25mm PVC Socket | No. | 450.0000 | 3.6356 | 132.001.001.005.001.011.001. | 3.6356 | Material | 167 | 81.8200 | C+S GST 18% I/P RD
311528 | 4th Floor PVC Conduit & Accessories -W5+W6 | Job | 1.0000 | 1.0000 | 27689 | 3 Module Box | No. | 111.0000 | 83.2203 | 132.001.001.005.001.011.001. | 83.2203 | Material | 167 | 619.3800 | C+S GST 18% I/P RD
311528 | 4th Floor PVC Conduit & Accessories -W5+W6 | Job | 1.0000 | 1.0000 | 28801 | 4 Module Box | No. | 85.0000 | 99.2797 | 132.001.001.005.001.011.001. | 99.2797 | Material | 167 | 603.4400 | C+S GST 18% I/P RD
311528 | 4th Floor PVC Conduit & Accessories -W5+W6 | Job | 1.0000 | 1.0000 | 28080 | 6 Module Box | No. | 115.0000 | 149.6525 | 132.001.001.005.001.011.001. | 149.6525 | Material | 167 | 1128.7800 | C+S GST 18% I/P RD
311528 | 4th Floor PVC Conduit & Accessories -W5+W6 | Job | 1.0000 | 1.0000 | 28803 | 8 Module Box | No. | 149.0000 | 183.9576 | 132.001.001.005.001.011.001. | 183.9576 | Material | 167 | 1554.7600 | C+S GST 18% I/P RD
311528 | 4th Floor PVC Conduit & Accessories -W5+W6 | Job | 1.0000 | 1.0000 | 28791 | MS Ceiling Fan Box | No. | 99.0000 | 60 | 132.001.001.005.001.011.001. | 60 | Material | 167 | 524.0800 | C+S GST 18% I/P RD
311528 | 4th Floor PVC Conduit & Accessories -W5+W6 | Job | 1.0000 | 1.0000 | 22916 | PVC Surface Junction Box 25mm | No. | 263.0000 | 18.5508 | 132.001.001.005.001.011.001. | 18.5508 | Material | 95 | 104.1480 | VAT 5%
311529 | 5th Floor PVC Conduit & Accessories W5+W6 | Job | 1.0000 | 1.0000 | 25629 | 2 Module Box | No. | 354.0000 | 73 | 132.001.001.005.001.012.001. | 73 | Material | 167 | 1145.0400 | C+S GST 18% I/P RD
311529 | 5th Floor PVC Conduit & Accessories W5+W6 | Job | 1.0000 | 1.0000 | 28728 | 25 mm PVC Conduit Pipe MMS Type | No. | 2001.0000 | 50.5678 | 132.001.001.005.001.012.001. | 50.5678 | Material | 167 | 6522.8600 | C+S GST 18% I/P RD
311529 | 5th Floor PVC Conduit & Accessories W5+W6 | Job | 1.0000 | 1.0000 | 15231 | 25mm PVC BEND | No. | 1503.0000 | 6.9746 | 132.001.001.005.001.012.001. | 6.9746 | Material | 167 | 998.3000 | C+S GST 18% I/P RD
311529 | 5th Floor PVC Conduit & Accessories W5+W6 | Job | 1.0000 | 1.0000 | 15232 | 25mm PVC Socket | No. | 450.0000 | 3.6356 | 132.001.001.005.001.012.001. | 3.6356 | Material | 167 | 81.8200 | C+S GST 18% I/P RD
311529 | 5th Floor PVC Conduit & Accessories W5+W6 | Job | 1.0000 | 1.0000 | 27689 | 3 Module Box | No. | 111.0000 | 83.2203 | 132.001.001.005.001.012.001. | 83.2203 | Material | 167 | 619.3800 | C+S GST 18% I/P RD
311529 | 5th Floor PVC Conduit & Accessories W5+W6 | Job | 1.0000 | 1.0000 | 28801 | 4 Module Box | No. | 85.0000 | 99.2797 | 132.001.001.005.001.012.001. | 99.2797 | Material | 167 | 603.4400 | C+S GST 18% I/P RD
311529 | 5th Floor PVC Conduit & Accessories W5+W6 | Job | 1.0000 | 1.0000 | 28080 | 6 Module Box | No. | 115.0000 | 149.6525 | 132.001.001.005.001.012.001. | 149.6525 | Material | 167 | 1128.7800 | C+S GST 18% I/P RD
311529 | 5th Floor PVC Conduit & Accessories W5+W6 | Job | 1.0000 | 1.0000 | 28803 | 8 Module Box | No. | 149.0000 | 183.9576 | 132.001.001.005.001.012.001. | 183.9576 | Material | 167 | 1554.7600 | C+S GST 18% I/P RD
311529 | 5th Floor PVC Conduit & Accessories W5+W6 | Job | 1.0000 | 1.0000 | 28791 | MS Ceiling Fan Box | No. | 99.0000 | 60 | 132.001.001.005.001.012.001. | 60 | Material | 167 | 524.0800 | C+S GST 18% I/P RD
311529 | 5th Floor PVC Conduit & Accessories W5+W6 | Job | 1.0000 | 1.0000 | 22916 | PVC Surface Junction Box 25mm | No. | 263.0000 | 18.5508 | 132.001.001.005.001.012.001. | 18.5508 | Material | 95 | 104.1480 | VAT 5%
311530 | 6th Floor PVC Conduit & Accessories W5+W6 | Job | 1.0000 | 1.0000 | 25629 | 2 Module Box | No. | 354.0000 | 73 | 132.001.001.005.001.013.001. | 73 | Material | 167 | 1145.0400 | C+S GST 18% I/P RD
311530 | 6th Floor PVC Conduit & Accessories W5+W6 | Job | 1.0000 | 1.0000 | 28728 | 25 mm PVC Conduit Pipe MMS Type | No. | 2001.0000 | 50.5678 | 132.001.001.005.001.013.001. | 50.5678 | Material | 167 | 6522.8600 | C+S GST 18% I/P RD
311530 | 6th Floor PVC Conduit & Accessories W5+W6 | Job | 1.0000 | 1.0000 | 15231 | 25mm PVC BEND | No. | 1503.0000 | 6.9746 | 132.001.001.005.001.013.001. | 6.9746 | Material | 167 | 998.3000 | C+S GST 18% I/P RD
311530 | 6th Floor PVC Conduit & Accessories W5+W6 | Job | 1.0000 | 1.0000 | 15232 | 25mm PVC Socket | No. | 450.0000 | 3.6356 | 132.001.001.005.001.013.001. | 3.6356 | Material | 167 | 81.8200 | C+S GST 18% I/P RD
311530 | 6th Floor PVC Conduit & Accessories W5+W6 | Job | 1.0000 | 1.0000 | 27689 | 3 Module Box | No. | 111.0000 | 83.2203 | 132.001.001.005.001.013.001. | 83.2203 | Material | 167 | 619.3800 | C+S GST 18% I/P RD
311530 | 6th Floor PVC Conduit & Accessories W5+W6 | Job | 1.0000 | 1.0000 | 28801 | 4 Module Box | No. | 85.0000 | 99.2797 | 132.001.001.005.001.013.001. | 99.2797 | Material | 167 | 603.4400 | C+S GST 18% I/P RD
311530 | 6th Floor PVC Conduit & Accessories W5+W6 | Job | 1.0000 | 1.0000 | 28080 | 6 Module Box | No. | 115.0000 | 149.6525 | 132.001.001.005.001.013.001. | 149.6525 | Material | 167 | 1128.7800 | C+S GST 18% I/P RD
311530 | 6th Floor PVC Conduit & Accessories W5+W6 | Job | 1.0000 | 1.0000 | 28803 | 8 Module Box | No. | 149.0000 | 183.9576 | 132.001.001.005.001.013.001. | 183.9576 | Material | 167 | 1554.7600 | C+S GST 18% I/P RD
311530 | 6th Floor PVC Conduit & Accessories W5+W6 | Job | 1.0000 | 1.0000 | 28791 | MS Ceiling Fan Box | No. | 99.0000 | 60 | 132.001.001.005.001.013.001. | 60 | Material | 167 | 524.0800 | C+S GST 18% I/P RD
311530 | 6th Floor PVC Conduit & Accessories W5+W6 | Job | 1.0000 | 1.0000 | 22916 | PVC Surface Junction Box 25mm | No. | 263.0000 | 18.5508 | 132.001.001.005.001.013.001. | 18.5508 | Material | 95 | 104.1480 | VAT 5%
311531 | 7th Floor PVC Conduit & Accessories W5+W6 | Job | 1.0000 | 1.0000 | 25629 | 2 Module Box | No. | 354.0000 | 73 | 132.001.001.005.001.014.001. | 73 | Material | 167 | 1145.0400 | C+S GST 18% I/P RD
311531 | 7th Floor PVC Conduit & Accessories W5+W6 | Job | 1.0000 | 1.0000 | 28728 | 25 mm PVC Conduit Pipe MMS Type | No. | 2001.0000 | 50.5678 | 132.001.001.005.001.014.001. | 50.5678 | Material | 167 | 6522.8600 | C+S GST 18% I/P RD
311531 | 7th Floor PVC Conduit & Accessories W5+W6 | Job | 1.0000 | 1.0000 | 15231 | 25mm PVC BEND | No. | 1503.0000 | 6.9746 | 132.001.001.005.001.014.001. | 6.9746 | Material | 167 | 998.3000 | C+S GST 18% I/P RD
311531 | 7th Floor PVC Conduit & Accessories W5+W6 | Job | 1.0000 | 1.0000 | 15232 | 25mm PVC Socket | No. | 450.0000 | 3.6356 | 132.001.001.005.001.014.001. | 3.6356 | Material | 167 | 81.8200 | C+S GST 18% I/P RD
311531 | 7th Floor PVC Conduit & Accessories W5+W6 | Job | 1.0000 | 1.0000 | 27689 | 3 Module Box | No. | 111.0000 | 83.2203 | 132.001.001.005.001.014.001. | 83.2203 | Material | 167 | 619.3800 | C+S GST 18% I/P RD
311531 | 7th Floor PVC Conduit & Accessories W5+W6 | Job | 1.0000 | 1.0000 | 28801 | 4 Module Box | No. | 85.0000 | 99.2797 | 132.001.001.005.001.014.001. | 99.2797 | Material | 167 | 603.4400 | C+S GST 18% I/P RD
311531 | 7th Floor PVC Conduit & Accessories W5+W6 | Job | 1.0000 | 1.0000 | 28080 | 6 Module Box | No. | 115.0000 | 149.6525 | 132.001.001.005.001.014.001. | 149.6525 | Material | 167 | 1128.7800 | C+S GST 18% I/P RD
311531 | 7th Floor PVC Conduit & Accessories W5+W6 | Job | 1.0000 | 1.0000 | 28803 | 8 Module Box | No. | 149.0000 | 183.9576 | 132.001.001.005.001.014.001. | 183.9576 | Material | 167 | 1554.7600 | C+S GST 18% I/P RD
311531 | 7th Floor PVC Conduit & Accessories W5+W6 | Job | 1.0000 | 1.0000 | 28791 | MS Ceiling Fan Box | No. | 99.0000 | 60 | 132.001.001.005.001.014.001. | 60 | Material | 167 | 524.0800 | C+S GST 18% I/P RD
311531 | 7th Floor PVC Conduit & Accessories W5+W6 | Job | 1.0000 | 1.0000 | 22916 | PVC Surface Junction Box 25mm | No. | 263.0000 | 18.5508 | 132.001.001.005.001.014.001. | 18.5508 | Material | 95 | 104.1480 | VAT 5%
311532 | 8th Floor PVC Conduit & Accessories W5+W6 | Job | 1.0000 | 1.0000 | 25629 | 2 Module Box | No. | 354.0000 | 73 | 132.001.001.005.001.015.001. | 73 | Material | 167 | 1145.0400 | C+S GST 18% I/P RD
311532 | 8th Floor PVC Conduit & Accessories W5+W6 | Job | 1.0000 | 1.0000 | 28728 | 25 mm PVC Conduit Pipe MMS Type | No. | 2001.0000 | 50.5678 | 132.001.001.005.001.015.001. | 50.5678 | Material | 167 | 6522.8600 | C+S GST 18% I/P RD
311532 | 8th Floor PVC Conduit & Accessories W5+W6 | Job | 1.0000 | 1.0000 | 15231 | 25mm PVC BEND | No. | 1503.0000 | 6.9746 | 132.001.001.005.001.015.001. | 6.9746 | Material | 167 | 998.3000 | C+S GST 18% I/P RD
311532 | 8th Floor PVC Conduit & Accessories W5+W6 | Job | 1.0000 | 1.0000 | 15232 | 25mm PVC Socket | No. | 450.0000 | 3.6356 | 132.001.001.005.001.015.001. | 3.6356 | Material | 167 | 81.8200 | C+S GST 18% I/P RD
311532 | 8th Floor PVC Conduit & Accessories W5+W6 | Job | 1.0000 | 1.0000 | 27689 | 3 Module Box | No. | 111.0000 | 83.2203 | 132.001.001.005.001.015.001. | 83.2203 | Material | 167 | 619.3800 | C+S GST 18% I/P RD
311532 | 8th Floor PVC Conduit & Accessories W5+W6 | Job | 1.0000 | 1.0000 | 28801 | 4 Module Box | No. | 85.0000 | 99.2797 | 132.001.001.005.001.015.001. | 99.2797 | Material | 167 | 603.4400 | C+S GST 18% I/P RD
311532 | 8th Floor PVC Conduit & Accessories W5+W6 | Job | 1.0000 | 1.0000 | 28080 | 6 Module Box | No. | 115.0000 | 149.6525 | 132.001.001.005.001.015.001. | 149.6525 | Material | 167 | 1128.7800 | C+S GST 18% I/P RD
311532 | 8th Floor PVC Conduit & Accessories W5+W6 | Job | 1.0000 | 1.0000 | 28803 | 8 Module Box | No. | 149.0000 | 183.9576 | 132.001.001.005.001.015.001. | 183.9576 | Material | 167 | 1554.7600 | C+S GST 18% I/P RD
311532 | 8th Floor PVC Conduit & Accessories W5+W6 | Job | 1.0000 | 1.0000 | 28791 | MS Ceiling Fan Box | No. | 99.0000 | 60 | 132.001.001.005.001.015.001. | 60 | Material | 167 | 524.0800 | C+S GST 18% I/P RD
311532 | 8th Floor PVC Conduit & Accessories W5+W6 | Job | 1.0000 | 1.0000 | 22916 | PVC Surface Junction Box 25mm | No. | 263.0000 | 18.5508 | 132.001.001.005.001.015.001. | 18.5508 | Material | 95 | 104.1480 | VAT 5%
311533 | 9th Floor PVC Conduit & Accessories W5+W6 | Job | 1.0000 | 1.0000 | 25629 | 2 Module Box | No. | 354.0000 | 73 | 132.001.001.005.001.016.001. | 73 | Material | 167 | 1145.0400 | C+S GST 18% I/P RD
311533 | 9th Floor PVC Conduit & Accessories W5+W6 | Job | 1.0000 | 1.0000 | 28728 | 25 mm PVC Conduit Pipe MMS Type | No. | 2001.0000 | 50.5678 | 132.001.001.005.001.016.001. | 50.5678 | Material | 167 | 6522.8600 | C+S GST 18% I/P RD
311533 | 9th Floor PVC Conduit & Accessories W5+W6 | Job | 1.0000 | 1.0000 | 15231 | 25mm PVC BEND | No. | 1503.0000 | 6.9746 | 132.001.001.005.001.016.001. | 6.9746 | Material | 167 | 998.3000 | C+S GST 18% I/P RD
311533 | 9th Floor PVC Conduit & Accessories W5+W6 | Job | 1.0000 | 1.0000 | 15232 | 25mm PVC Socket | No. | 450.0000 | 3.6356 | 132.001.001.005.001.016.001. | 3.6356 | Material | 167 | 81.8200 | C+S GST 18% I/P RD
311533 | 9th Floor PVC Conduit & Accessories W5+W6 | Job | 1.0000 | 1.0000 | 27689 | 3 Module Box | No. | 111.0000 | 83.2203 | 132.001.001.005.001.016.001. | 83.2203 | Material | 167 | 619.3800 | C+S GST 18% I/P RD
311533 | 9th Floor PVC Conduit & Accessories W5+W6 | Job | 1.0000 | 1.0000 | 28801 | 4 Module Box | No. | 85.0000 | 99.2797 | 132.001.001.005.001.016.001. | 99.2797 | Material | 167 | 603.4400 | C+S GST 18% I/P RD
311533 | 9th Floor PVC Conduit & Accessories W5+W6 | Job | 1.0000 | 1.0000 | 28080 | 6 Module Box | No. | 115.0000 | 149.6525 | 132.001.001.005.001.016.001. | 149.6525 | Material | 167 | 1128.7800 | C+S GST 18% I/P RD
311533 | 9th Floor PVC Conduit & Accessories W5+W6 | Job | 1.0000 | 1.0000 | 28803 | 8 Module Box | No. | 149.0000 | 183.9576 | 132.001.001.005.001.016.001. | 183.9576 | Material | 167 | 1554.7600 | C+S GST 18% I/P RD
311533 | 9th Floor PVC Conduit & Accessories W5+W6 | Job | 1.0000 | 1.0000 | 28791 | MS Ceiling Fan Box | No. | 99.0000 | 60 | 132.001.001.005.001.016.001. | 60 | Material | 167 | 524.0800 | C+S GST 18% I/P RD
311533 | 9th Floor PVC Conduit & Accessories W5+W6 | Job | 1.0000 | 1.0000 | 22916 | PVC Surface Junction Box 25mm | No. | 263.0000 | 18.5508 | 132.001.001.005.001.016.001. | 18.5508 | Material | 95 | 104.1480 | VAT 5%
311534 | 10th Floor PVC Conduit & Accessories W5+W6 | Job | 1.0000 | 1.0000 | 25629 | 2 Module Box | No. | 354.0000 | 73 | 132.001.001.005.001.017.001. | 73 | Material | 167 | 1145.0400 | C+S GST 18% I/P RD
311534 | 10th Floor PVC Conduit & Accessories W5+W6 | Job | 1.0000 | 1.0000 | 28728 | 25 mm PVC Conduit Pipe MMS Type | No. | 2001.0000 | 50.5678 | 132.001.001.005.001.017.001. | 50.5678 | Material | 167 | 6522.8600 | C+S GST 18% I/P RD
311534 | 10th Floor PVC Conduit & Accessories W5+W6 | Job | 1.0000 | 1.0000 | 15231 | 25mm PVC BEND | No. | 1503.0000 | 6.9746 | 132.001.001.005.001.017.001. | 6.9746 | Material | 167 | 998.3000 | C+S GST 18% I/P RD
311534 | 10th Floor PVC Conduit & Accessories W5+W6 | Job | 1.0000 | 1.0000 | 15232 | 25mm PVC Socket | No. | 450.0000 | 3.6356 | 132.001.001.005.001.017.001. | 3.6356 | Material | 167 | 81.8200 | C+S GST 18% I/P RD
311534 | 10th Floor PVC Conduit & Accessories W5+W6 | Job | 1.0000 | 1.0000 | 27689 | 3 Module Box | No. | 111.0000 | 83.2203 | 132.001.001.005.001.017.001. | 83.2203 | Material | 167 | 619.3800 | C+S GST 18% I/P RD
311534 | 10th Floor PVC Conduit & Accessories W5+W6 | Job | 1.0000 | 1.0000 | 28801 | 4 Module Box | No. | 85.0000 | 99.2797 | 132.001.001.005.001.017.001. | 99.2797 | Material | 167 | 603.4400 | C+S GST 18% I/P RD
311534 | 10th Floor PVC Conduit & Accessories W5+W6 | Job | 1.0000 | 1.0000 | 28080 | 6 Module Box | No. | 115.0000 | 149.6525 | 132.001.001.005.001.017.001. | 149.6525 | Material | 167 | 1128.7800 | C+S GST 18% I/P RD
311534 | 10th Floor PVC Conduit & Accessories W5+W6 | Job | 1.0000 | 1.0000 | 28803 | 8 Module Box | No. | 149.0000 | 183.9576 | 132.001.001.005.001.017.001. | 183.9576 | Material | 167 | 1554.7600 | C+S GST 18% I/P RD
311534 | 10th Floor PVC Conduit & Accessories W5+W6 | Job | 1.0000 | 1.0000 | 28791 | MS Ceiling Fan Box | No. | 99.0000 | 60 | 132.001.001.005.001.017.001. | 60 | Material | 167 | 524.0800 | C+S GST 18% I/P RD
311534 | 10th Floor PVC Conduit & Accessories W5+W6 | Job | 1.0000 | 1.0000 | 22916 | PVC Surface Junction Box 25mm | No. | 263.0000 | 18.5508 | 132.001.001.005.001.017.001. | 18.5508 | Material | 95 | 104.1480 | VAT 5%
311535 | 11th Floor PVC Conduit & Accessories W5+W6 | Job | 1.0000 | 1.0000 | 25629 | 2 Module Box | No. | 354.0000 | 73 | 132.001.001.005.001.018.001. | 73 | Material | 167 | 1145.0400 | C+S GST 18% I/P RD
311535 | 11th Floor PVC Conduit & Accessories W5+W6 | Job | 1.0000 | 1.0000 | 28728 | 25 mm PVC Conduit Pipe MMS Type | No. | 2001.0000 | 50.5678 | 132.001.001.005.001.018.001. | 50.5678 | Material | 167 | 6522.8600 | C+S GST 18% I/P RD
311535 | 11th Floor PVC Conduit & Accessories W5+W6 | Job | 1.0000 | 1.0000 | 15231 | 25mm PVC BEND | No. | 1503.0000 | 6.9746 | 132.001.001.005.001.018.001. | 6.9746 | Material | 167 | 998.3000 | C+S GST 18% I/P RD
311535 | 11th Floor PVC Conduit & Accessories W5+W6 | Job | 1.0000 | 1.0000 | 15232 | 25mm PVC Socket | No. | 450.0000 | 3.6356 | 132.001.001.005.001.018.001. | 3.6356 | Material | 167 | 81.8200 | C+S GST 18% I/P RD
311535 | 11th Floor PVC Conduit & Accessories W5+W6 | Job | 1.0000 | 1.0000 | 27689 | 3 Module Box | No. | 111.0000 | 83.2203 | 132.001.001.005.001.018.001. | 83.2203 | Material | 167 | 619.3800 | C+S GST 18% I/P RD
311535 | 11th Floor PVC Conduit & Accessories W5+W6 | Job | 1.0000 | 1.0000 | 28801 | 4 Module Box | No. | 85.0000 | 99.2797 | 132.001.001.005.001.018.001. | 99.2797 | Material | 167 | 603.4400 | C+S GST 18% I/P RD
311535 | 11th Floor PVC Conduit & Accessories W5+W6 | Job | 1.0000 | 1.0000 | 28080 | 6 Module Box | No. | 115.0000 | 149.6525 | 132.001.001.005.001.018.001. | 149.6525 | Material | 167 | 1128.7800 | C+S GST 18% I/P RD
311535 | 11th Floor PVC Conduit & Accessories W5+W6 | Job | 1.0000 | 1.0000 | 28803 | 8 Module Box | No. | 149.0000 | 183.9576 | 132.001.001.005.001.018.001. | 183.9576 | Material | 167 | 1554.7600 | C+S GST 18% I/P RD
311535 | 11th Floor PVC Conduit & Accessories W5+W6 | Job | 1.0000 | 1.0000 | 28791 | MS Ceiling Fan Box | No. | 99.0000 | 60 | 132.001.001.005.001.018.001. | 60 | Material | 167 | 524.0800 | C+S GST 18% I/P RD
311535 | 11th Floor PVC Conduit & Accessories W5+W6 | Job | 1.0000 | 1.0000 | 22916 | PVC Surface Junction Box 25mm | No. | 263.0000 | 18.5508 | 132.001.001.005.001.018.001. | 18.5508 | Material | 95 | 104.1480 | VAT 5%
311536 | 12th Floor PVC Conduit & Accessories W5+W6 | Job | 1.0000 | 1.0000 | 25629 | 2 Module Box | No. | 354.0000 | 73 | 132.001.001.005.001.019.001. | 73 | Material | 167 | 1145.0400 | C+S GST 18% I/P RD
311536 | 12th Floor PVC Conduit & Accessories W5+W6 | Job | 1.0000 | 1.0000 | 28728 | 25 mm PVC Conduit Pipe MMS Type | No. | 2001.0000 | 50.5678 | 132.001.001.005.001.019.001. | 50.5678 | Material | 167 | 6522.8600 | C+S GST 18% I/P RD
311536 | 12th Floor PVC Conduit & Accessories W5+W6 | Job | 1.0000 | 1.0000 | 15231 | 25mm PVC BEND | No. | 1503.0000 | 6.9746 | 132.001.001.005.001.019.001. | 6.9746 | Material | 167 | 998.3000 | C+S GST 18% I/P RD
311536 | 12th Floor PVC Conduit & Accessories W5+W6 | Job | 1.0000 | 1.0000 | 15232 | 25mm PVC Socket | No. | 450.0000 | 3.6356 | 132.001.001.005.001.019.001. | 3.6356 | Material | 167 | 81.8200 | C+S GST 18% I/P RD
311536 | 12th Floor PVC Conduit & Accessories W5+W6 | Job | 1.0000 | 1.0000 | 27689 | 3 Module Box | No. | 111.0000 | 83.2203 | 132.001.001.005.001.019.001. | 83.2203 | Material | 167 | 619.3800 | C+S GST 18% I/P RD
311536 | 12th Floor PVC Conduit & Accessories W5+W6 | Job | 1.0000 | 1.0000 | 28801 | 4 Module Box | No. | 85.0000 | 99.2797 | 132.001.001.005.001.019.001. | 99.2797 | Material | 167 | 603.4400 | C+S GST 18% I/P RD
311536 | 12th Floor PVC Conduit & Accessories W5+W6 | Job | 1.0000 | 1.0000 | 28080 | 6 Module Box | No. | 115.0000 | 149.6525 | 132.001.001.005.001.019.001. | 149.6525 | Material | 167 | 1128.7800 | C+S GST 18% I/P RD
311536 | 12th Floor PVC Conduit & Accessories W5+W6 | Job | 1.0000 | 1.0000 | 28803 | 8 Module Box | No. | 149.0000 | 183.9576 | 132.001.001.005.001.019.001. | 183.9576 | Material | 167 | 1554.7600 | C+S GST 18% I/P RD
311536 | 12th Floor PVC Conduit & Accessories W5+W6 | Job | 1.0000 | 1.0000 | 28791 | MS Ceiling Fan Box | No. | 99.0000 | 60 | 132.001.001.005.001.019.001. | 60 | Material | 167 | 524.0800 | C+S GST 18% I/P RD
311536 | 12th Floor PVC Conduit & Accessories W5+W6 | Job | 1.0000 | 1.0000 | 22916 | PVC Surface Junction Box 25mm | No. | 263.0000 | 18.5508 | 132.001.001.005.001.019.001. | 18.5508 | Material | 95 | 104.1480 | VAT 5%
311537 | 13th Floor PVC Conduit & Accessories W5+W6 | Job | 1.0000 | 1.0000 | 25629 | 2 Module Box | No. | 354.0000 | 73 | 132.001.001.005.001.020.001. | 73 | Material | 167 | 1145.0400 | C+S GST 18% I/P RD
311537 | 13th Floor PVC Conduit & Accessories W5+W6 | Job | 1.0000 | 1.0000 | 28728 | 25 mm PVC Conduit Pipe MMS Type | No. | 2001.0000 | 50.5678 | 132.001.001.005.001.020.001. | 50.5678 | Material | 167 | 6522.8600 | C+S GST 18% I/P RD
311537 | 13th Floor PVC Conduit & Accessories W5+W6 | Job | 1.0000 | 1.0000 | 15231 | 25mm PVC BEND | No. | 1503.0000 | 6.9746 | 132.001.001.005.001.020.001. | 6.9746 | Material | 167 | 998.3000 | C+S GST 18% I/P RD
311537 | 13th Floor PVC Conduit & Accessories W5+W6 | Job | 1.0000 | 1.0000 | 15232 | 25mm PVC Socket | No. | 450.0000 | 3.6356 | 132.001.001.005.001.020.001. | 3.6356 | Material | 167 | 81.8200 | C+S GST 18% I/P RD
311537 | 13th Floor PVC Conduit & Accessories W5+W6 | Job | 1.0000 | 1.0000 | 27689 | 3 Module Box | No. | 111.0000 | 83.2203 | 132.001.001.005.001.020.001. | 83.2203 | Material | 167 | 619.3800 | C+S GST 18% I/P RD
311537 | 13th Floor PVC Conduit & Accessories W5+W6 | Job | 1.0000 | 1.0000 | 28801 | 4 Module Box | No. | 85.0000 | 99.2797 | 132.001.001.005.001.020.001. | 99.2797 | Material | 167 | 603.4400 | C+S GST 18% I/P RD
311537 | 13th Floor PVC Conduit & Accessories W5+W6 | Job | 1.0000 | 1.0000 | 28080 | 6 Module Box | No. | 115.0000 | 149.6525 | 132.001.001.005.001.020.001. | 149.6525 | Material | 167 | 1128.7800 | C+S GST 18% I/P RD
311537 | 13th Floor PVC Conduit & Accessories W5+W6 | Job | 1.0000 | 1.0000 | 28803 | 8 Module Box | No. | 149.0000 | 183.9576 | 132.001.001.005.001.020.001. | 183.9576 | Material | 167 | 1554.7600 | C+S GST 18% I/P RD
311537 | 13th Floor PVC Conduit & Accessories W5+W6 | Job | 1.0000 | 1.0000 | 28791 | MS Ceiling Fan Box | No. | 99.0000 | 60 | 132.001.001.005.001.020.001. | 60 | Material | 167 | 524.0800 | C+S GST 18% I/P RD
311537 | 13th Floor PVC Conduit & Accessories W5+W6 | Job | 1.0000 | 1.0000 | 22916 | PVC Surface Junction Box 25mm | No. | 263.0000 | 18.5508 | 132.001.001.005.001.020.001. | 18.5508 | Material | 95 | 104.1480 | VAT 5%
311538 | 14th Floor PVC Conduit & Accessories W5+W6 | Job | 1.0000 | 1.0000 | 25629 | 2 Module Box | No. | 354.0000 | 73 | 132.001.001.005.001.021.001. | 73 | Material | 167 | 1145.0400 | C+S GST 18% I/P RD
311538 | 14th Floor PVC Conduit & Accessories W5+W6 | Job | 1.0000 | 1.0000 | 28728 | 25 mm PVC Conduit Pipe MMS Type | No. | 2001.0000 | 50.5678 | 132.001.001.005.001.021.001. | 50.5678 | Material | 167 | 6522.8600 | C+S GST 18% I/P RD
311538 | 14th Floor PVC Conduit & Accessories W5+W6 | Job | 1.0000 | 1.0000 | 15231 | 25mm PVC BEND | No. | 1503.0000 | 6.9746 | 132.001.001.005.001.021.001. | 6.9746 | Material | 167 | 998.3000 | C+S GST 18% I/P RD
311538 | 14th Floor PVC Conduit & Accessories W5+W6 | Job | 1.0000 | 1.0000 | 15232 | 25mm PVC Socket | No. | 450.0000 | 3.6356 | 132.001.001.005.001.021.001. | 3.6356 | Material | 167 | 81.8200 | C+S GST 18% I/P RD
311538 | 14th Floor PVC Conduit & Accessories W5+W6 | Job | 1.0000 | 1.0000 | 27689 | 3 Module Box | No. | 111.0000 | 83.2203 | 132.001.001.005.001.021.001. | 83.2203 | Material | 167 | 619.3800 | C+S GST 18% I/P RD
311538 | 14th Floor PVC Conduit & Accessories W5+W6 | Job | 1.0000 | 1.0000 | 28801 | 4 Module Box | No. | 85.0000 | 99.2797 | 132.001.001.005.001.021.001. | 99.2797 | Material | 167 | 603.4400 | C+S GST 18% I/P RD
311538 | 14th Floor PVC Conduit & Accessories W5+W6 | Job | 1.0000 | 1.0000 | 28080 | 6 Module Box | No. | 115.0000 | 149.6525 | 132.001.001.005.001.021.001. | 149.6525 | Material | 167 | 1128.7800 | C+S GST 18% I/P RD
311538 | 14th Floor PVC Conduit & Accessories W5+W6 | Job | 1.0000 | 1.0000 | 28803 | 8 Module Box | No. | 149.0000 | 183.9576 | 132.001.001.005.001.021.001. | 183.9576 | Material | 167 | 1554.7600 | C+S GST 18% I/P RD
311538 | 14th Floor PVC Conduit & Accessories W5+W6 | Job | 1.0000 | 1.0000 | 28791 | MS Ceiling Fan Box | No. | 99.0000 | 60 | 132.001.001.005.001.021.001. | 60 | Material | 167 | 524.0800 | C+S GST 18% I/P RD
311538 | 14th Floor PVC Conduit & Accessories W5+W6 | Job | 1.0000 | 1.0000 | 22916 | PVC Surface Junction Box 25mm | No. | 263.0000 | 18.5508 | 132.001.001.005.001.021.001. | 18.5508 | Material | 95 | 104.1480 | VAT 5%
311539 | 15th Floor PVC Conduit & Accessories W5+W6 | Job | 1.0000 | 1.0000 | 25629 | 2 Module Box | No. | 354.0000 | 73 | 132.001.001.005.001.022.001. | 73 | Material | 167 | 1145.0400 | C+S GST 18% I/P RD
311539 | 15th Floor PVC Conduit & Accessories W5+W6 | Job | 1.0000 | 1.0000 | 28728 | 25 mm PVC Conduit Pipe MMS Type | No. | 2001.0000 | 50.5678 | 132.001.001.005.001.022.001. | 50.5678 | Material | 167 | 6522.8600 | C+S GST 18% I/P RD
311539 | 15th Floor PVC Conduit & Accessories W5+W6 | Job | 1.0000 | 1.0000 | 15231 | 25mm PVC BEND | No. | 1503.0000 | 6.9746 | 132.001.001.005.001.022.001. | 6.9746 | Material | 167 | 998.3000 | C+S GST 18% I/P RD
311539 | 15th Floor PVC Conduit & Accessories W5+W6 | Job | 1.0000 | 1.0000 | 15232 | 25mm PVC Socket | No. | 450.0000 | 3.6356 | 132.001.001.005.001.022.001. | 3.6356 | Material | 167 | 81.8200 | C+S GST 18% I/P RD
311539 | 15th Floor PVC Conduit & Accessories W5+W6 | Job | 1.0000 | 1.0000 | 27689 | 3 Module Box | No. | 111.0000 | 83.2203 | 132.001.001.005.001.022.001. | 83.2203 | Material | 167 | 619.3800 | C+S GST 18% I/P RD
311539 | 15th Floor PVC Conduit & Accessories W5+W6 | Job | 1.0000 | 1.0000 | 28801 | 4 Module Box | No. | 85.0000 | 99.2797 | 132.001.001.005.001.022.001. | 99.2797 | Material | 167 | 603.4400 | C+S GST 18% I/P RD
311539 | 15th Floor PVC Conduit & Accessories W5+W6 | Job | 1.0000 | 1.0000 | 28080 | 6 Module Box | No. | 115.0000 | 149.6525 | 132.001.001.005.001.022.001. | 149.6525 | Material | 167 | 1128.7800 | C+S GST 18% I/P RD
311539 | 15th Floor PVC Conduit & Accessories W5+W6 | Job | 1.0000 | 1.0000 | 28803 | 8 Module Box | No. | 149.0000 | 183.9576 | 132.001.001.005.001.022.001. | 183.9576 | Material | 167 | 1554.7600 | C+S GST 18% I/P RD
311539 | 15th Floor PVC Conduit & Accessories W5+W6 | Job | 1.0000 | 1.0000 | 28791 | MS Ceiling Fan Box | No. | 99.0000 | 60 | 132.001.001.005.001.022.001. | 60 | Material | 167 | 524.0800 | C+S GST 18% I/P RD
311539 | 15th Floor PVC Conduit & Accessories W5+W6 | Job | 1.0000 | 1.0000 | 22916 | PVC Surface Junction Box 25mm | No. | 263.0000 | 18.5508 | 132.001.001.005.001.022.001. | 18.5508 | Material | 95 | 104.1480 | VAT 5%
311540 | 16th Floor PVC Conduit & Accessories W5+W6 | Job | 1.0000 | 1.0000 | 25629 | 2 Module Box | No. | 354.0000 | 73 | 132.001.001.005.001.023.001. | 73 | Material | 167 | 1145.0400 | C+S GST 18% I/P RD
311540 | 16th Floor PVC Conduit & Accessories W5+W6 | Job | 1.0000 | 1.0000 | 28728 | 25 mm PVC Conduit Pipe MMS Type | No. | 2001.0000 | 50.5678 | 132.001.001.005.001.023.001. | 50.5678 | Material | 167 | 6522.8600 | C+S GST 18% I/P RD
311540 | 16th Floor PVC Conduit & Accessories W5+W6 | Job | 1.0000 | 1.0000 | 15231 | 25mm PVC BEND | No. | 1503.0000 | 6.9746 | 132.001.001.005.001.023.001. | 6.9746 | Material | 167 | 998.3000 | C+S GST 18% I/P RD
311540 | 16th Floor PVC Conduit & Accessories W5+W6 | Job | 1.0000 | 1.0000 | 15232 | 25mm PVC Socket | No. | 450.0000 | 3.6356 | 132.001.001.005.001.023.001. | 3.6356 | Material | 167 | 81.8200 | C+S GST 18% I/P RD
311540 | 16th Floor PVC Conduit & Accessories W5+W6 | Job | 1.0000 | 1.0000 | 27689 | 3 Module Box | No. | 111.0000 | 83.2203 | 132.001.001.005.001.023.001. | 83.2203 | Material | 167 | 619.3800 | C+S GST 18% I/P RD
311540 | 16th Floor PVC Conduit & Accessories W5+W6 | Job | 1.0000 | 1.0000 | 28801 | 4 Module Box | No. | 85.0000 | 99.2797 | 132.001.001.005.001.023.001. | 99.2797 | Material | 167 | 603.4400 | C+S GST 18% I/P RD
311540 | 16th Floor PVC Conduit & Accessories W5+W6 | Job | 1.0000 | 1.0000 | 28080 | 6 Module Box | No. | 115.0000 | 149.6525 | 132.001.001.005.001.023.001. | 149.6525 | Material | 167 | 1128.7800 | C+S GST 18% I/P RD
311540 | 16th Floor PVC Conduit & Accessories W5+W6 | Job | 1.0000 | 1.0000 | 28803 | 8 Module Box | No. | 149.0000 | 183.9576 | 132.001.001.005.001.023.001. | 183.9576 | Material | 167 | 1554.7600 | C+S GST 18% I/P RD
311540 | 16th Floor PVC Conduit & Accessories W5+W6 | Job | 1.0000 | 1.0000 | 28791 | MS Ceiling Fan Box | No. | 99.0000 | 60 | 132.001.001.005.001.023.001. | 60 | Material | 167 | 524.0800 | C+S GST 18% I/P RD
311540 | 16th Floor PVC Conduit & Accessories W5+W6 | Job | 1.0000 | 1.0000 | 22916 | PVC Surface Junction Box 25mm | No. | 263.0000 | 18.5508 | 132.001.001.005.001.023.001. | 18.5508 | Material | 95 | 104.1480 | VAT 5%
311541 | 17th Floor PVC Conduit & Accessories W5+W6 | Job | 1.0000 | 1.0000 | 25629 | 2 Module Box | No. | 354.0000 | 73 | 132.001.001.005.001.024.001. | 73 | Material | 167 | 1145.0400 | C+S GST 18% I/P RD
311541 | 17th Floor PVC Conduit & Accessories W5+W6 | Job | 1.0000 | 1.0000 | 28728 | 25 mm PVC Conduit Pipe MMS Type | No. | 2001.0000 | 50.5678 | 132.001.001.005.001.024.001. | 50.5678 | Material | 167 | 6522.8600 | C+S GST 18% I/P RD
311541 | 17th Floor PVC Conduit & Accessories W5+W6 | Job | 1.0000 | 1.0000 | 15231 | 25mm PVC BEND | No. | 1503.0000 | 6.9746 | 132.001.001.005.001.024.001. | 6.9746 | Material | 167 | 998.3000 | C+S GST 18% I/P RD
311541 | 17th Floor PVC Conduit & Accessories W5+W6 | Job | 1.0000 | 1.0000 | 15232 | 25mm PVC Socket | No. | 450.0000 | 3.6356 | 132.001.001.005.001.024.001. | 3.6356 | Material | 167 | 81.8200 | C+S GST 18% I/P RD
311541 | 17th Floor PVC Conduit & Accessories W5+W6 | Job | 1.0000 | 1.0000 | 27689 | 3 Module Box | No. | 111.0000 | 83.2203 | 132.001.001.005.001.024.001. | 83.2203 | Material | 167 | 619.3800 | C+S GST 18% I/P RD
311541 | 17th Floor PVC Conduit & Accessories W5+W6 | Job | 1.0000 | 1.0000 | 28801 | 4 Module Box | No. | 85.0000 | 99.2797 | 132.001.001.005.001.024.001. | 99.2797 | Material | 167 | 603.4400 | C+S GST 18% I/P RD
311541 | 17th Floor PVC Conduit & Accessories W5+W6 | Job | 1.0000 | 1.0000 | 28080 | 6 Module Box | No. | 115.0000 | 149.6525 | 132.001.001.005.001.024.001. | 149.6525 | Material | 167 | 1128.7800 | C+S GST 18% I/P RD
311541 | 17th Floor PVC Conduit & Accessories W5+W6 | Job | 1.0000 | 1.0000 | 28803 | 8 Module Box | No. | 149.0000 | 183.9576 | 132.001.001.005.001.024.001. | 183.9576 | Material | 167 | 1554.7600 | C+S GST 18% I/P RD
311541 | 17th Floor PVC Conduit & Accessories W5+W6 | Job | 1.0000 | 1.0000 | 28791 | MS Ceiling Fan Box | No. | 99.0000 | 60 | 132.001.001.005.001.024.001. | 60 | Material | 167 | 524.0800 | C+S GST 18% I/P RD
311541 | 17th Floor PVC Conduit & Accessories W5+W6 | Job | 1.0000 | 1.0000 | 22916 | PVC Surface Junction Box 25mm | No. | 263.0000 | 18.5508 | 132.001.001.005.001.024.001. | 18.5508 | Material | 95 | 104.1480 | VAT 5%
311542 | 18th Floor PVC Conduit & Accessories W5+W6 | Job | 1.0000 | 1.0000 | 25629 | 2 Module Box | No. | 354.0000 | 73 | 132.001.001.005.001.025.001. | 73 | Material | 167 | 1145.0400 | C+S GST 18% I/P RD
311542 | 18th Floor PVC Conduit & Accessories W5+W6 | Job | 1.0000 | 1.0000 | 28728 | 25 mm PVC Conduit Pipe MMS Type | No. | 2001.0000 | 50.5678 | 132.001.001.005.001.025.001. | 50.5678 | Material | 167 | 6522.8600 | C+S GST 18% I/P RD
311542 | 18th Floor PVC Conduit & Accessories W5+W6 | Job | 1.0000 | 1.0000 | 15231 | 25mm PVC BEND | No. | 1503.0000 | 6.9746 | 132.001.001.005.001.025.001. | 6.9746 | Material | 167 | 998.3000 | C+S GST 18% I/P RD
311542 | 18th Floor PVC Conduit & Accessories W5+W6 | Job | 1.0000 | 1.0000 | 15232 | 25mm PVC Socket | No. | 450.0000 | 3.6356 | 132.001.001.005.001.025.001. | 3.6356 | Material | 167 | 81.8200 | C+S GST 18% I/P RD
311542 | 18th Floor PVC Conduit & Accessories W5+W6 | Job | 1.0000 | 1.0000 | 27689 | 3 Module Box | No. | 111.0000 | 83.2203 | 132.001.001.005.001.025.001. | 83.2203 | Material | 167 | 619.3800 | C+S GST 18% I/P RD
311542 | 18th Floor PVC Conduit & Accessories W5+W6 | Job | 1.0000 | 1.0000 | 28801 | 4 Module Box | No. | 85.0000 | 99.2797 | 132.001.001.005.001.025.001. | 99.2797 | Material | 167 | 603.4400 | C+S GST 18% I/P RD
311542 | 18th Floor PVC Conduit & Accessories W5+W6 | Job | 1.0000 | 1.0000 | 28080 | 6 Module Box | No. | 115.0000 | 149.6525 | 132.001.001.005.001.025.001. | 149.6525 | Material | 167 | 1128.7800 | C+S GST 18% I/P RD
311542 | 18th Floor PVC Conduit & Accessories W5+W6 | Job | 1.0000 | 1.0000 | 28803 | 8 Module Box | No. | 149.0000 | 183.9576 | 132.001.001.005.001.025.001. | 183.9576 | Material | 167 | 1554.7600 | C+S GST 18% I/P RD
311542 | 18th Floor PVC Conduit & Accessories W5+W6 | Job | 1.0000 | 1.0000 | 28791 | MS Ceiling Fan Box | No. | 99.0000 | 60 | 132.001.001.005.001.025.001. | 60 | Material | 167 | 524.0800 | C+S GST 18% I/P RD
311542 | 18th Floor PVC Conduit & Accessories W5+W6 | Job | 1.0000 | 1.0000 | 22916 | PVC Surface Junction Box 25mm | No. | 263.0000 | 18.5508 | 132.001.001.005.001.025.001. | 18.5508 | Material | 95 | 104.1480 | VAT 5%
311543 | 19th Floor PVC Conduit & Accessories W5+W6 | Job | 1.0000 | 1.0000 | 25629 | 2 Module Box | No. | 354.0000 | 73 | 132.001.001.005.001.026.001. | 73 | Material | 167 | 1145.0400 | C+S GST 18% I/P RD
311543 | 19th Floor PVC Conduit & Accessories W5+W6 | Job | 1.0000 | 1.0000 | 28728 | 25 mm PVC Conduit Pipe MMS Type | No. | 2001.0000 | 50.5678 | 132.001.001.005.001.026.001. | 50.5678 | Material | 167 | 6522.8600 | C+S GST 18% I/P RD
311543 | 19th Floor PVC Conduit & Accessories W5+W6 | Job | 1.0000 | 1.0000 | 15231 | 25mm PVC BEND | No. | 1503.0000 | 6.9746 | 132.001.001.005.001.026.001. | 6.9746 | Material | 167 | 998.3000 | C+S GST 18% I/P RD
311543 | 19th Floor PVC Conduit & Accessories W5+W6 | Job | 1.0000 | 1.0000 | 15232 | 25mm PVC Socket | No. | 450.0000 | 3.6356 | 132.001.001.005.001.026.001. | 3.6356 | Material | 167 | 81.8200 | C+S GST 18% I/P RD
311543 | 19th Floor PVC Conduit & Accessories W5+W6 | Job | 1.0000 | 1.0000 | 27689 | 3 Module Box | No. | 111.0000 | 83.2203 | 132.001.001.005.001.026.001. | 83.2203 | Material | 167 | 619.3800 | C+S GST 18% I/P RD
311543 | 19th Floor PVC Conduit & Accessories W5+W6 | Job | 1.0000 | 1.0000 | 28801 | 4 Module Box | No. | 85.0000 | 99.2797 | 132.001.001.005.001.026.001. | 99.2797 | Material | 167 | 603.4400 | C+S GST 18% I/P RD
311543 | 19th Floor PVC Conduit & Accessories W5+W6 | Job | 1.0000 | 1.0000 | 28080 | 6 Module Box | No. | 115.0000 | 149.6525 | 132.001.001.005.001.026.001. | 149.6525 | Material | 167 | 1128.7800 | C+S GST 18% I/P RD
311543 | 19th Floor PVC Conduit & Accessories W5+W6 | Job | 1.0000 | 1.0000 | 28803 | 8 Module Box | No. | 149.0000 | 183.9576 | 132.001.001.005.001.026.001. | 183.9576 | Material | 167 | 1554.7600 | C+S GST 18% I/P RD
311543 | 19th Floor PVC Conduit & Accessories W5+W6 | Job | 1.0000 | 1.0000 | 28791 | MS Ceiling Fan Box | No. | 99.0000 | 60 | 132.001.001.005.001.026.001. | 60 | Material | 167 | 524.0800 | C+S GST 18% I/P RD
311543 | 19th Floor PVC Conduit & Accessories W5+W6 | Job | 1.0000 | 1.0000 | 22916 | PVC Surface Junction Box 25mm | No. | 263.0000 | 18.5508 | 132.001.001.005.001.026.001. | 18.5508 | Material | 95 | 104.1480 | VAT 5%
311544 | 20th Floor PVC Conduit & Accessories W5+W6 | Job | 1.0000 | 1.0000 | 25629 | 2 Module Box | No. | 354.0000 | 73 | 132.001.001.005.001.027.001. | 73 | Material | 167 | 1145.0400 | C+S GST 18% I/P RD
311544 | 20th Floor PVC Conduit & Accessories W5+W6 | Job | 1.0000 | 1.0000 | 28728 | 25 mm PVC Conduit Pipe MMS Type | No. | 2001.0000 | 50.5678 | 132.001.001.005.001.027.001. | 50.5678 | Material | 167 | 6522.8600 | C+S GST 18% I/P RD
311544 | 20th Floor PVC Conduit & Accessories W5+W6 | Job | 1.0000 | 1.0000 | 15231 | 25mm PVC BEND | No. | 1503.0000 | 6.9746 | 132.001.001.005.001.027.001. | 6.9746 | Material | 167 | 998.3000 | C+S GST 18% I/P RD
311544 | 20th Floor PVC Conduit & Accessories W5+W6 | Job | 1.0000 | 1.0000 | 15232 | 25mm PVC Socket | No. | 450.0000 | 3.6356 | 132.001.001.005.001.027.001. | 3.6356 | Material | 167 | 81.8200 | C+S GST 18% I/P RD
311544 | 20th Floor PVC Conduit & Accessories W5+W6 | Job | 1.0000 | 1.0000 | 27689 | 3 Module Box | No. | 111.0000 | 83.2203 | 132.001.001.005.001.027.001. | 83.2203 | Material | 167 | 619.3800 | C+S GST 18% I/P RD
311544 | 20th Floor PVC Conduit & Accessories W5+W6 | Job | 1.0000 | 1.0000 | 28801 | 4 Module Box | No. | 85.0000 | 99.2797 | 132.001.001.005.001.027.001. | 99.2797 | Material | 167 | 603.4400 | C+S GST 18% I/P RD
311544 | 20th Floor PVC Conduit & Accessories W5+W6 | Job | 1.0000 | 1.0000 | 28080 | 6 Module Box | No. | 115.0000 | 149.6525 | 132.001.001.005.001.027.001. | 149.6525 | Material | 167 | 1128.7800 | C+S GST 18% I/P RD
311544 | 20th Floor PVC Conduit & Accessories W5+W6 | Job | 1.0000 | 1.0000 | 28803 | 8 Module Box | No. | 149.0000 | 183.9576 | 132.001.001.005.001.027.001. | 183.9576 | Material | 167 | 1554.7600 | C+S GST 18% I/P RD
311544 | 20th Floor PVC Conduit & Accessories W5+W6 | Job | 1.0000 | 1.0000 | 28791 | MS Ceiling Fan Box | No. | 99.0000 | 60 | 132.001.001.005.001.027.001. | 60 | Material | 167 | 524.0800 | C+S GST 18% I/P RD
311544 | 20th Floor PVC Conduit & Accessories W5+W6 | Job | 1.0000 | 1.0000 | 22916 | PVC Surface Junction Box 25mm | No. | 263.0000 | 18.5508 | 132.001.001.005.001.027.001. | 18.5508 | Material | 95 | 104.1480 | VAT 5%
311545 | 21st Floor PVC Conduit & Accessories W5+W6 | Job | 1.0000 | 1.0000 | 25629 | 2 Module Box | No. | 354.0000 | 73 | 132.001.001.005.001.028.001. | 73 | Material | 167 | 1145.0400 | C+S GST 18% I/P RD
311545 | 21st Floor PVC Conduit & Accessories W5+W6 | Job | 1.0000 | 1.0000 | 28728 | 25 mm PVC Conduit Pipe MMS Type | No. | 2001.0000 | 50.5678 | 132.001.001.005.001.028.001. | 50.5678 | Material | 167 | 6522.8600 | C+S GST 18% I/P RD
311545 | 21st Floor PVC Conduit & Accessories W5+W6 | Job | 1.0000 | 1.0000 | 15231 | 25mm PVC BEND | No. | 1503.0000 | 6.9746 | 132.001.001.005.001.028.001. | 6.9746 | Material | 167 | 998.3000 | C+S GST 18% I/P RD
311545 | 21st Floor PVC Conduit & Accessories W5+W6 | Job | 1.0000 | 1.0000 | 15232 | 25mm PVC Socket | No. | 450.0000 | 3.6356 | 132.001.001.005.001.028.001. | 3.6356 | Material | 167 | 81.8200 | C+S GST 18% I/P RD
311545 | 21st Floor PVC Conduit & Accessories W5+W6 | Job | 1.0000 | 1.0000 | 27689 | 3 Module Box | No. | 111.0000 | 83.2203 | 132.001.001.005.001.028.001. | 83.2203 | Material | 167 | 619.3800 | C+S GST 18% I/P RD
311545 | 21st Floor PVC Conduit & Accessories W5+W6 | Job | 1.0000 | 1.0000 | 28801 | 4 Module Box | No. | 85.0000 | 99.2797 | 132.001.001.005.001.028.001. | 99.2797 | Material | 167 | 603.4400 | C+S GST 18% I/P RD
311545 | 21st Floor PVC Conduit & Accessories W5+W6 | Job | 1.0000 | 1.0000 | 28080 | 6 Module Box | No. | 115.0000 | 149.6525 | 132.001.001.005.001.028.001. | 149.6525 | Material | 167 | 1128.7800 | C+S GST 18% I/P RD
311545 | 21st Floor PVC Conduit & Accessories W5+W6 | Job | 1.0000 | 1.0000 | 28803 | 8 Module Box | No. | 149.0000 | 183.9576 | 132.001.001.005.001.028.001. | 183.9576 | Material | 167 | 1554.7600 | C+S GST 18% I/P RD
311545 | 21st Floor PVC Conduit & Accessories W5+W6 | Job | 1.0000 | 1.0000 | 28791 | MS Ceiling Fan Box | No. | 99.0000 | 60 | 132.001.001.005.001.028.001. | 60 | Material | 167 | 524.0800 | C+S GST 18% I/P RD
311545 | 21st Floor PVC Conduit & Accessories W5+W6 | Job | 1.0000 | 1.0000 | 22916 | PVC Surface Junction Box 25mm | No. | 263.0000 | 18.5508 | 132.001.001.005.001.028.001. | 18.5508 | Material | 95 | 104.1480 | VAT 5%
311546 | 22nd Floor PVC Conduit & Accessories W5+W6 | Job | 1.0000 | 1.0000 | 25629 | 2 Module Box | No. | 354.0000 | 73 | 132.001.001.005.001.029.001. | 73 | Material | 167 | 1145.0400 | C+S GST 18% I/P RD
311546 | 22nd Floor PVC Conduit & Accessories W5+W6 | Job | 1.0000 | 1.0000 | 28728 | 25 mm PVC Conduit Pipe MMS Type | No. | 2001.0000 | 50.5678 | 132.001.001.005.001.029.001. | 50.5678 | Material | 167 | 6522.8600 | C+S GST 18% I/P RD
311546 | 22nd Floor PVC Conduit & Accessories W5+W6 | Job | 1.0000 | 1.0000 | 15231 | 25mm PVC BEND | No. | 1503.0000 | 6.9746 | 132.001.001.005.001.029.001. | 6.9746 | Material | 167 | 998.3000 | C+S GST 18% I/P RD
311546 | 22nd Floor PVC Conduit & Accessories W5+W6 | Job | 1.0000 | 1.0000 | 15232 | 25mm PVC Socket | No. | 450.0000 | 3.6356 | 132.001.001.005.001.029.001. | 3.6356 | Material | 167 | 81.8200 | C+S GST 18% I/P RD
311546 | 22nd Floor PVC Conduit & Accessories W5+W6 | Job | 1.0000 | 1.0000 | 27689 | 3 Module Box | No. | 111.0000 | 83.2203 | 132.001.001.005.001.029.001. | 83.2203 | Material | 167 | 619.3800 | C+S GST 18% I/P RD
311546 | 22nd Floor PVC Conduit & Accessories W5+W6 | Job | 1.0000 | 1.0000 | 28801 | 4 Module Box | No. | 85.0000 | 99.2797 | 132.001.001.005.001.029.001. | 99.2797 | Material | 167 | 603.4400 | C+S GST 18% I/P RD
311546 | 22nd Floor PVC Conduit & Accessories W5+W6 | Job | 1.0000 | 1.0000 | 28080 | 6 Module Box | No. | 115.0000 | 149.6525 | 132.001.001.005.001.029.001. | 149.6525 | Material | 167 | 1128.7800 | C+S GST 18% I/P RD
311546 | 22nd Floor PVC Conduit & Accessories W5+W6 | Job | 1.0000 | 1.0000 | 28803 | 8 Module Box | No. | 149.0000 | 183.9576 | 132.001.001.005.001.029.001. | 183.9576 | Material | 167 | 1554.7600 | C+S GST 18% I/P RD
311546 | 22nd Floor PVC Conduit & Accessories W5+W6 | Job | 1.0000 | 1.0000 | 28791 | MS Ceiling Fan Box | No. | 99.0000 | 60 | 132.001.001.005.001.029.001. | 60 | Material | 167 | 524.0800 | C+S GST 18% I/P RD
311546 | 22nd Floor PVC Conduit & Accessories W5+W6 | Job | 1.0000 | 1.0000 | 22916 | PVC Surface Junction Box 25mm | No. | 263.0000 | 18.5508 | 132.001.001.005.001.029.001. | 18.5508 | Material | 95 | 104.1480 | VAT 5%
311547 | 23rd Floor PVC Conduit & Accessories W5+W6 | Job | 1.0000 | 1.0000 | 25629 | 2 Module Box | No. | 354.0000 | 73 | 132.001.001.005.001.030.001. | 73 | Material | 167 | 1145.0400 | C+S GST 18% I/P RD
311547 | 23rd Floor PVC Conduit & Accessories W5+W6 | Job | 1.0000 | 1.0000 | 28728 | 25 mm PVC Conduit Pipe MMS Type | No. | 2001.0000 | 50.5678 | 132.001.001.005.001.030.001. | 50.5678 | Material | 167 | 6522.8600 | C+S GST 18% I/P RD
311547 | 23rd Floor PVC Conduit & Accessories W5+W6 | Job | 1.0000 | 1.0000 | 15231 | 25mm PVC BEND | No. | 1503.0000 | 6.9746 | 132.001.001.005.001.030.001. | 6.9746 | Material | 167 | 998.3000 | C+S GST 18% I/P RD
311547 | 23rd Floor PVC Conduit & Accessories W5+W6 | Job | 1.0000 | 1.0000 | 15232 | 25mm PVC Socket | No. | 450.0000 | 3.6356 | 132.001.001.005.001.030.001. | 3.6356 | Material | 167 | 81.8200 | C+S GST 18% I/P RD
311547 | 23rd Floor PVC Conduit & Accessories W5+W6 | Job | 1.0000 | 1.0000 | 27689 | 3 Module Box | No. | 111.0000 | 83.2203 | 132.001.001.005.001.030.001. | 83.2203 | Material | 167 | 619.3800 | C+S GST 18% I/P RD
311547 | 23rd Floor PVC Conduit & Accessories W5+W6 | Job | 1.0000 | 1.0000 | 28801 | 4 Module Box | No. | 85.0000 | 99.2797 | 132.001.001.005.001.030.001. | 99.2797 | Material | 167 | 603.4400 | C+S GST 18% I/P RD
311547 | 23rd Floor PVC Conduit & Accessories W5+W6 | Job | 1.0000 | 1.0000 | 28080 | 6 Module Box | No. | 115.0000 | 149.6525 | 132.001.001.005.001.030.001. | 149.6525 | Material | 167 | 1128.7800 | C+S GST 18% I/P RD
311547 | 23rd Floor PVC Conduit & Accessories W5+W6 | Job | 1.0000 | 1.0000 | 28803 | 8 Module Box | No. | 149.0000 | 183.9576 | 132.001.001.005.001.030.001. | 183.9576 | Material | 167 | 1554.7600 | C+S GST 18% I/P RD
311547 | 23rd Floor PVC Conduit & Accessories W5+W6 | Job | 1.0000 | 1.0000 | 28791 | MS Ceiling Fan Box | No. | 99.0000 | 60 | 132.001.001.005.001.030.001. | 60 | Material | 167 | 524.0800 | C+S GST 18% I/P RD
311547 | 23rd Floor PVC Conduit & Accessories W5+W6 | Job | 1.0000 | 1.0000 | 22916 | PVC Surface Junction Box 25mm | No. | 263.0000 | 18.5508 | 132.001.001.005.001.030.001. | 18.5508 | Material | 95 | 104.1480 | VAT 5%
311548 | 24th Floor PVC Conduit & Accessories W5+W6 | Job | 1.0000 | 1.0000 | 25629 | 2 Module Box | No. | 354.0000 | 73 | 132.001.001.005.001.031.001. | 73 | Material | 167 | 1145.0400 | C+S GST 18% I/P RD
311548 | 24th Floor PVC Conduit & Accessories W5+W6 | Job | 1.0000 | 1.0000 | 28728 | 25 mm PVC Conduit Pipe MMS Type | No. | 2001.0000 | 50.5678 | 132.001.001.005.001.031.001. | 50.5678 | Material | 167 | 6522.8600 | C+S GST 18% I/P RD
311548 | 24th Floor PVC Conduit & Accessories W5+W6 | Job | 1.0000 | 1.0000 | 15231 | 25mm PVC BEND | No. | 1503.0000 | 6.9746 | 132.001.001.005.001.031.001. | 6.9746 | Material | 167 | 998.3000 | C+S GST 18% I/P RD
311548 | 24th Floor PVC Conduit & Accessories W5+W6 | Job | 1.0000 | 1.0000 | 15232 | 25mm PVC Socket | No. | 450.0000 | 3.6356 | 132.001.001.005.001.031.001. | 3.6356 | Material | 167 | 81.8200 | C+S GST 18% I/P RD
311548 | 24th Floor PVC Conduit & Accessories W5+W6 | Job | 1.0000 | 1.0000 | 27689 | 3 Module Box | No. | 111.0000 | 83.2203 | 132.001.001.005.001.031.001. | 83.2203 | Material | 167 | 619.3800 | C+S GST 18% I/P RD
311548 | 24th Floor PVC Conduit & Accessories W5+W6 | Job | 1.0000 | 1.0000 | 28801 | 4 Module Box | No. | 85.0000 | 99.2797 | 132.001.001.005.001.031.001. | 99.2797 | Material | 167 | 603.4400 | C+S GST 18% I/P RD
311548 | 24th Floor PVC Conduit & Accessories W5+W6 | Job | 1.0000 | 1.0000 | 28080 | 6 Module Box | No. | 115.0000 | 149.6525 | 132.001.001.005.001.031.001. | 149.6525 | Material | 167 | 1128.7800 | C+S GST 18% I/P RD
311548 | 24th Floor PVC Conduit & Accessories W5+W6 | Job | 1.0000 | 1.0000 | 28803 | 8 Module Box | No. | 149.0000 | 183.9576 | 132.001.001.005.001.031.001. | 183.9576 | Material | 167 | 1554.7600 | C+S GST 18% I/P RD
311548 | 24th Floor PVC Conduit & Accessories W5+W6 | Job | 1.0000 | 1.0000 | 28791 | MS Ceiling Fan Box | No. | 99.0000 | 60 | 132.001.001.005.001.031.001. | 60 | Material | 167 | 524.0800 | C+S GST 18% I/P RD
311548 | 24th Floor PVC Conduit & Accessories W5+W6 | Job | 1.0000 | 1.0000 | 22916 | PVC Surface Junction Box 25mm | No. | 263.0000 | 18.5508 | 132.001.001.005.001.031.001. | 18.5508 | Material | 95 | 104.1480 | VAT 5%
311549 | 25th Floor PVC Conduit & Accessories W5+W6 | Job | 1.0000 | 1.0000 | 25629 | 2 Module Box | No. | 354.0000 | 73 | 132.001.001.005.001.032.001. | 73 | Material | 167 | 1145.0400 | C+S GST 18% I/P RD
311549 | 25th Floor PVC Conduit & Accessories W5+W6 | Job | 1.0000 | 1.0000 | 28728 | 25 mm PVC Conduit Pipe MMS Type | No. | 2001.0000 | 50.5678 | 132.001.001.005.001.032.001. | 50.5678 | Material | 167 | 6522.8600 | C+S GST 18% I/P RD
311549 | 25th Floor PVC Conduit & Accessories W5+W6 | Job | 1.0000 | 1.0000 | 15231 | 25mm PVC BEND | No. | 1503.0000 | 6.9746 | 132.001.001.005.001.032.001. | 6.9746 | Material | 167 | 998.3000 | C+S GST 18% I/P RD
311549 | 25th Floor PVC Conduit & Accessories W5+W6 | Job | 1.0000 | 1.0000 | 15232 | 25mm PVC Socket | No. | 450.0000 | 3.6356 | 132.001.001.005.001.032.001. | 3.6356 | Material | 167 | 81.8200 | C+S GST 18% I/P RD
311549 | 25th Floor PVC Conduit & Accessories W5+W6 | Job | 1.0000 | 1.0000 | 27689 | 3 Module Box | No. | 111.0000 | 83.2203 | 132.001.001.005.001.032.001. | 83.2203 | Material | 167 | 619.3800 | C+S GST 18% I/P RD
311549 | 25th Floor PVC Conduit & Accessories W5+W6 | Job | 1.0000 | 1.0000 | 28801 | 4 Module Box | No. | 85.0000 | 99.2797 | 132.001.001.005.001.032.001. | 99.2797 | Material | 167 | 603.4400 | C+S GST 18% I/P RD
311549 | 25th Floor PVC Conduit & Accessories W5+W6 | Job | 1.0000 | 1.0000 | 28080 | 6 Module Box | No. | 115.0000 | 149.6525 | 132.001.001.005.001.032.001. | 149.6525 | Material | 167 | 1128.7800 | C+S GST 18% I/P RD
311549 | 25th Floor PVC Conduit & Accessories W5+W6 | Job | 1.0000 | 1.0000 | 28803 | 8 Module Box | No. | 149.0000 | 183.9576 | 132.001.001.005.001.032.001. | 183.9576 | Material | 167 | 1554.7600 | C+S GST 18% I/P RD
311549 | 25th Floor PVC Conduit & Accessories W5+W6 | Job | 1.0000 | 1.0000 | 28791 | MS Ceiling Fan Box | No. | 99.0000 | 60 | 132.001.001.005.001.032.001. | 60 | Material | 167 | 524.0800 | C+S GST 18% I/P RD
311549 | 25th Floor PVC Conduit & Accessories W5+W6 | Job | 1.0000 | 1.0000 | 22916 | PVC Surface Junction Box 25mm | No. | 263.0000 | 18.5508 | 132.001.001.005.001.032.001. | 18.5508 | Material | 95 | 104.1480 | VAT 5%
311550 | 26th Floor PVC Conduit & Accessories W5+W6 | Job | 1.0000 | 1.0000 | 25629 | 2 Module Box | No. | 354.0000 | 73 | 132.001.001.005.001.033.001. | 73 | Material | 167 | 1145.0400 | C+S GST 18% I/P RD
311550 | 26th Floor PVC Conduit & Accessories W5+W6 | Job | 1.0000 | 1.0000 | 28728 | 25 mm PVC Conduit Pipe MMS Type | No. | 2001.0000 | 50.5678 | 132.001.001.005.001.033.001. | 50.5678 | Material | 167 | 6522.8600 | C+S GST 18% I/P RD
311550 | 26th Floor PVC Conduit & Accessories W5+W6 | Job | 1.0000 | 1.0000 | 15231 | 25mm PVC BEND | No. | 1503.0000 | 6.9746 | 132.001.001.005.001.033.001. | 6.9746 | Material | 167 | 998.3000 | C+S GST 18% I/P RD
311550 | 26th Floor PVC Conduit & Accessories W5+W6 | Job | 1.0000 | 1.0000 | 15232 | 25mm PVC Socket | No. | 450.0000 | 3.6356 | 132.001.001.005.001.033.001. | 3.6356 | Material | 167 | 81.8200 | C+S GST 18% I/P RD
311550 | 26th Floor PVC Conduit & Accessories W5+W6 | Job | 1.0000 | 1.0000 | 27689 | 3 Module Box | No. | 111.0000 | 83.2203 | 132.001.001.005.001.033.001. | 83.2203 | Material | 167 | 619.3800 | C+S GST 18% I/P RD
311550 | 26th Floor PVC Conduit & Accessories W5+W6 | Job | 1.0000 | 1.0000 | 28801 | 4 Module Box | No. | 85.0000 | 99.2797 | 132.001.001.005.001.033.001. | 99.2797 | Material | 167 | 603.4400 | C+S GST 18% I/P RD
311550 | 26th Floor PVC Conduit & Accessories W5+W6 | Job | 1.0000 | 1.0000 | 28080 | 6 Module Box | No. | 115.0000 | 149.6525 | 132.001.001.005.001.033.001. | 149.6525 | Material | 167 | 1128.7800 | C+S GST 18% I/P RD
311550 | 26th Floor PVC Conduit & Accessories W5+W6 | Job | 1.0000 | 1.0000 | 28803 | 8 Module Box | No. | 149.0000 | 183.9576 | 132.001.001.005.001.033.001. | 183.9576 | Material | 167 | 1554.7600 | C+S GST 18% I/P RD
311550 | 26th Floor PVC Conduit & Accessories W5+W6 | Job | 1.0000 | 1.0000 | 28791 | MS Ceiling Fan Box | No. | 99.0000 | 60 | 132.001.001.005.001.033.001. | 60 | Material | 167 | 524.0800 | C+S GST 18% I/P RD
311550 | 26th Floor PVC Conduit & Accessories W5+W6 | Job | 1.0000 | 1.0000 | 22916 | PVC Surface Junction Box 25mm | No. | 263.0000 | 18.5508 | 132.001.001.005.001.033.001. | 18.5508 | Material | 95 | 104.1480 | VAT 5%
311551 | 27th Floor PVC Conduit & Accessories W5+W6 | Job | 1.0000 | 1.0000 | 25629 | 2 Module Box | No. | 354.0000 | 73 | 132.001.001.005.001.034.001. | 73 | Material | 167 | 1145.0400 | C+S GST 18% I/P RD
311551 | 27th Floor PVC Conduit & Accessories W5+W6 | Job | 1.0000 | 1.0000 | 28728 | 25 mm PVC Conduit Pipe MMS Type | No. | 2001.0000 | 50.5678 | 132.001.001.005.001.034.001. | 50.5678 | Material | 167 | 6522.8600 | C+S GST 18% I/P RD
311551 | 27th Floor PVC Conduit & Accessories W5+W6 | Job | 1.0000 | 1.0000 | 15231 | 25mm PVC BEND | No. | 1503.0000 | 6.9746 | 132.001.001.005.001.034.001. | 6.9746 | Material | 167 | 998.3000 | C+S GST 18% I/P RD
311551 | 27th Floor PVC Conduit & Accessories W5+W6 | Job | 1.0000 | 1.0000 | 15232 | 25mm PVC Socket | No. | 450.0000 | 3.6356 | 132.001.001.005.001.034.001. | 3.6356 | Material | 167 | 81.8200 | C+S GST 18% I/P RD
311551 | 27th Floor PVC Conduit & Accessories W5+W6 | Job | 1.0000 | 1.0000 | 27689 | 3 Module Box | No. | 111.0000 | 83.2203 | 132.001.001.005.001.034.001. | 83.2203 | Material | 167 | 619.3800 | C+S GST 18% I/P RD
311551 | 27th Floor PVC Conduit & Accessories W5+W6 | Job | 1.0000 | 1.0000 | 28801 | 4 Module Box | No. | 85.0000 | 99.2797 | 132.001.001.005.001.034.001. | 99.2797 | Material | 167 | 603.4400 | C+S GST 18% I/P RD
311551 | 27th Floor PVC Conduit & Accessories W5+W6 | Job | 1.0000 | 1.0000 | 28080 | 6 Module Box | No. | 115.0000 | 149.6525 | 132.001.001.005.001.034.001. | 149.6525 | Material | 167 | 1128.7800 | C+S GST 18% I/P RD
311551 | 27th Floor PVC Conduit & Accessories W5+W6 | Job | 1.0000 | 1.0000 | 28803 | 8 Module Box | No. | 149.0000 | 183.9576 | 132.001.001.005.001.034.001. | 183.9576 | Material | 167 | 1554.7600 | C+S GST 18% I/P RD
311551 | 27th Floor PVC Conduit & Accessories W5+W6 | Job | 1.0000 | 1.0000 | 28791 | MS Ceiling Fan Box | No. | 99.0000 | 60 | 132.001.001.005.001.034.001. | 60 | Material | 167 | 524.0800 | C+S GST 18% I/P RD
311551 | 27th Floor PVC Conduit & Accessories W5+W6 | Job | 1.0000 | 1.0000 | 22916 | PVC Surface Junction Box 25mm | No. | 263.0000 | 18.5508 | 132.001.001.005.001.034.001. | 18.5508 | Material | 95 | 104.1480 | VAT 5%
287268 | Project Curing line Work | Per Project | 0.0000 | 0.0000 | 10391 | Ball Valve ¾" | No. | 30.0000 | 398.7119 | 132.001.001.005.002.038.001. | 398.7119 | Material | 167 | 450.0000 | C+S GST 18% I/P RD
293591 | MEP Sleeves | Per Project | 0.0000 | 0.0000 | 29891 | PVC Sleeve 50 MM | No. | 37.8000 | 166.6695 | 132.001.001.005.002.038.002. | 166.6695 | Material | 167 | 151.2000 | C+S GST 18% I/P RD
258285 | Poject Safety Work | No. | 0.0000 | 0.0000 | 28119 | Braided Safety Net | Sq.Ft | 62292.0000 | 11.7203 | 132.001.001.006.001. | 11.7203 | Material | 168 | 55390.0400 | C+S GST 12% INPUT RD
268680 | Plumbing Work | Per Project | 0.0000 | 0.0000 | 26324 | HDPE Pipe 110mm | Mtrs | 165.0000 | 345.8305 | 132.001.001.008.001. | 345.8305 | Material | 0 | 0.0000
268680 | Plumbing Work | Per Project | 0.0000 | 0.0000 | 15357 | P.V.C.Water Tank 2000 Litres | No. | 1.0000 | 8101.6949 | 132.001.001.008.001. | 8101.6949 | Material | 167 | 961.0000 | C+S GST 18% I/P RD
279654 | Project Safety Work | Per Project | 0.0000 | 0.0000 | 30645 | Safety Jacket | No. | 100.0000 | 165 | 132.001.001.008.005.001. | 165 | Material | 167 | 1044.0000 | C+S GST 18% I/P RD
312633 | Diesel for DG 500KVA | Per Project | 0.0000 | 0.0000 | 22922 | Diesel | Ltrs | 800.0000 | 76.839 | 132.001.001.008.008.001. | 76.839 | Material | 195 | 0.0000 | ZERO 0%
315321 | Diesel for Labour Camp & Site Work | No. | 0.0000 | 0.0000 | 22922 | Diesel | Ltrs | 360.0000 | 76.839 | 132.001.001.008.008.002. | 76.839 | Material | 195 | 0.0000 | ZERO 0%
279485 | Housekeeping Work | Per Project | 0.0000 | 0.0000 | 23108 | Hard Broom | No. | 50.0000 | 45.678 | 132.001.001.008.009.001. | 45.678 | Material | 195 | 0.0000 | ZERO 0%
294604 | Labour Camp Housekeeping Work | Per Project | 0.0000 | 0.0000 | 12411 | ACID | Ltrs | 60.0000 | 18.0254 | 132.001.001.008.012.005. | 18.0254 | Material | 167 | 120.0000 | C+S GST 18% I/P RD
294604 | Labour Camp Housekeeping Work | Per Project | 0.0000 | 0.0000 | 12844 | Bleaching Powder | Kgs | 200.0000 | 24.3983 | 132.001.001.008.012.005. | 24.3983 | Material | 167 | 200.0000 | C+S GST 18% I/P RD
294604 | Labour Camp Housekeeping Work | Per Project | 0.0000 | 0.0000 | 23108 | Hard Broom | No. | 10.0000 | 45.678 | 132.001.001.008.012.005. | 45.678 | Material | 195 | 0.0000 | ZERO 0%
290689 | Dewatering Work | Per Project | 0.0000 | 0.0000 | 9379 | Green Hose Pipe 2 " | R.Ft | 328.0000 | 32.4831 | 132.001.001.008.013.001. | 32.4831 | Material | 167 | 984.0000 | C+S GST 18% I/P RD
295831 | Project Electrical Work | Per Project | 0.0000 | 0.0000 | 23928 | Access Control | No. | 2.0000 | 18450 | 132.001.001.008.016.001. | 18450 | Material | 0 | 0.0000
295831 | Project Electrical Work | Per Project | 0.0000 | 0.0000 | 28683 | PVC Insulation Tape-Box | Box | 10.0000 | 271.178 | 132.001.001.008.016.001. | 271.178 | Material | 0 | 0.0000
295831 | Project Electrical Work | Per Project | 0.0000 | 0.0000 | 20636 | UPS System | No. | 2.0000 | 1980 | 132.001.001.008.016.001. | 1980 | Material | 167 | 486.0000 | C+S GST 18% I/P RD
295866 | Repairing & Maintenance Work | Per Project | 0.0000 | 0.0000 | 27629 | Pressure Transmitter | No. | 2.0000 | 4950 | 132.001.001.008.017.001. | 4950 | Material | 167 | 1248.0000 | C+S GST 18% I/P RD
298508 | Godown Making Work | Per Project | 0.0000 | 0.0000 | 27599 | Self Tapping Screw 1" | No. | 1000.0000 | 2.5424 | 132.001.001.008.018.001. | 2.5424 | Material | 167 | 104.4000 | C+S GST 18% I/P RD
298593 | Project Fabrication Work | Per Project | 0.0000 | 0.0000 | 19745 | Oil Paint Black Colour | Ltrs | 10.0000 | 266.2288 | 132.001.001.008.018.002. | 266.2288 | Material | 63 | 120.0000 | V.A.T 12.5%.
298593 | Project Fabrication Work | Per Project | 0.0000 | 0.0000 | 27599 | Self Tapping Screw 1" | No. | 1000.0000 | 2.5424 | 132.001.001.008.018.002. | 2.5424 | Material | 167 | 104.4000 | C+S GST 18% I/P RD
314969 | Sales Office Material Shifting Work | No. | 0.0000 | 0.0000 | 24239 | Transport | No. | 1.0000 | 54000 | 132.001.001.008.019.003. | 54000 | Material | 167 | 1220.3400 | C+S GST 18% I/P RD
291884 | B4-B1 FL R. Wall Brick work 14'' | Per Project | 2557.0000 | 0.0000 | 10209 | Fly Ash Bricks 225 x 150 x 80mm (9" x 6" x 3") | No. | 30526.0000 | 8.5424 | 132.001.001.009.001.001.001. | 8.5424 | Material | 157 | 0.0000 | C+S GST 5% I/P RD
292550 | Retaining Wall for Plum 16" Fly Ash Brickwork | Sq.Ft | 493.0000 | 493.0000 | 10209 | Fly Ash Bricks 225 x 150 x 80mm (9" x 6" x 3") | No. | 8874.0000 | 8.5424 | 132.001.001.009.001.001.002. | 8.5424 | Material | 157 | 1242.3600 | C+S GST 5% I/P RD
309245 | Rock Anchoring - B4 Level Rock Anchoring 32MM | No. | 413.0000 | 413.0000 | 27972 | Anchor Grout | Ltrs | 152.8100 | 218.2373 | 132.001.001.009.001.003.002.011.001. | 218.2373 | Material | 167 | 41271.0800 | C+S GST 18% I/P RD
309245 | Rock Anchoring - B4 Level Rock Anchoring 32MM | No. | 413.0000 | 413.0000 | 28607 | GI Pipe 2" | RMT | 120.0000 | 429.6356 | 132.001.001.009.001.003.002.011.001. | 429.6356 | Material | 167 | 3840.0000 | C+S GST 18% I/P RD
310234 | B4 Floor M40-New-(GGBS)-Column | Cu.Mtrs | 16.3000 | 16.3000 | 23585 | M40 Concrete processing | Cu.Mtrs | 0.0000 | 2492.5085 | 132.001.001.009.001.003.002.013.007. | 2492.5085 | Material | 167 | 0.0000 | C+S GST 18% I/P RD
281790 | Aluform Shuttering Refurbishment | Sq.Mt | 6915.0000 | 6915.0000 | 26379 | MS Plate 8mm | Kgs | 17.0000 | 71.0763 | 132.001.001.010.001. | 71.0763 | Material | 167 | 146.8800 | C+S GST 18% I/P RD
293590 | Aluform Refurbishment | Per Project | 0.0000 | 0.0000 | 26728 | Curing Pipe ¾" | Bundle | 4.0000 | 837.4322 | 132.001.001.010.003. | 837.4322 | Material | 167 | 404.0000 | C+S GST 18% I/P RD
293590 | Aluform Refurbishment | Per Project | 0.0000 | 0.0000 | 27599 | Self Tapping Screw 1" | No. | 250.0000 | 2.5424 | 132.001.001.010.003. | 2.5424 | Material | 167 | 0.0000 | C+S GST 18% I/P RD
279657 | CSR Activity | Per Project | 0.0000 | 0.0000 | 31996 | Shawl | No. | 100.0000 | 150 | 132.001.002.002.002. | 150 | Material | 167 | 900.0000 | C+S GST 18% I/P RD