## Sheet1
Project :- BRAMHACORP THE COLLECTION - RESIDENTIAL W5+W6 | Project :- BRAMHACORP THE COLLECTION - RESIDENTIAL W5+W6 | Project :- BRAMHACORP THE COLLECTION - RESIDENTIAL W5+W6 | Project :- BRAMHACORP THE COLLECTION - RESIDENTIAL W5+W6 | Project :- BRAMHACORP THE COLLECTION - RESIDENTIAL W5+W6 | Project :- BRAMHACORP THE COLLECTION - RESIDENTIAL W5+W6 | Project :- BRAMHACORP THE COLLECTION - RESIDENTIAL W5+W6 | Project :- BRAMHACORP THE COLLECTION - RESIDENTIAL W5+W6 | Project :- BRAMHACORP THE COLLECTION - RESIDENTIAL W5+W6 | Project :- BRAMHACORP THE COLLECTION - RESIDENTIAL W5+W6 | Project :- BRAMHACORP THE COLLECTION - RESIDENTIAL W5+W6 | Project :- BRAMHACORP THE COLLECTION - RESIDENTIAL W5+W6 | Project :- BRAMHACORP THE COLLECTION - RESIDENTIAL W5+W6 | Project :- BRAMHACORP THE COLLECTION - RESIDENTIAL W5+W6 | Project :- BRAMHACORP THE COLLECTION - RESIDENTIAL W5+W6 | Project :- BRAMHACORP THE COLLECTION - RESIDENTIAL W5+W6
Selected Group :- The Collection - Residential W5+W6 | Selected Group :- The Collection - Residential W5+W6 | Selected Group :- The Collection - Residential W5+W6 | Selected Group :- The Collection - Residential W5+W6 | Selected Group :- The Collection - Residential W5+W6 | Selected Group :- The Collection - Residential W5+W6 | Selected Group :- The Collection - Residential W5+W6 | Selected Group :- The Collection - Residential W5+W6 | Selected Group :- The Collection - Residential W5+W6 | Selected Group :- The Collection - Residential W5+W6 | Selected Group :- The Collection - Residential W5+W6 | Selected Group :- The Collection - Residential W5+W6 | Selected Group :- The Collection - Residential W5+W6 | Selected Group :- The Collection - Residential W5+W6 | Selected Group :- The Collection - Residential W5+W6 | Selected Group :- The Collection - Residential W5+W6
Material/Labour Qty | Material/Labour Qty | Material/Labour Qty | Material/Labour Qty | Material/Labour Qty | Material/Labour Qty | Material/Labour Qty | Material/Labour Qty | Material/Labour Qty | Material/Labour Qty | Material/Labour Qty | Material/Labour Qty | Material/Labour Qty | Material/Labour Qty | Material/Labour Qty | Material/Labour Qty
Taskno | TASKNM | Unit_Name | VOLOFWORK | volofworklab | Material_No | ML_Name | ML_Unit | Qty_Required | Price_expected | Tree_Id | PriceExpected_Basic | Type | Tax_Scheme_Id | Tax_Amt | Tax_Scheme_Name
258195 | Consultancy for RCC Design - Above Podium level | Sq.Ft | 289731.0000 | 289731.0000 | 6563 | Certification Charges | Job | 1.0000 | 29500 | 132.001.001.001.003. | 29500 | Labour | 195 | 0.0000 | ZERO 0%
310031 | Structural Consultancy Charges | Per Project | 0.0000 | 0.0000 | 7973 | Site Visit | Month | 1.0000 | 3540 | 132.001.001.001.004. | 3540 | Labour | 0 | 0.0000
311444 | Penthouse Staircase Design Charges | Per Project | 0.0000 | 0.0000 | 6133 | Designing Fees | Job | 4.0000 | 20000 | 132.001.001.001.005. | 20000 | Labour | 0 | 0.0000
149006 | W5 Excavation Work Excavation Work | Cu.Mtrs | 0.0000 | 0.0000 | 1971 | Breaker | Hour | 76.7500 | 1401.02 | 132.001.001.002.001.001. | 1401.02 | Labour | 0 | 0.0000
149006 | W5 Excavation Work Excavation Work | Cu.Mtrs | 0.0000 | 0.0000 | 7124 | Bucket | Hour | 263.7500 | 953.73 | 132.001.001.002.001.001. | 953.73 | Labour | 0 | 0.0000
149006 | W5 Excavation Work Excavation Work | Cu.Mtrs | 0.0000 | 0.0000 | 12480 | Lift Pit Excavation Work | lumsum | 1.0000 | 1062000 | 132.001.001.002.001.001. | 1062000 | Labour | 0 | 0.0000
149006 | W5 Excavation Work Excavation Work | Cu.Mtrs | 0.0000 | 0.0000 | 13794 | Tractor Breaker | Day | 3.0000 | 5310 | 132.001.001.002.001.001. | 5310 | Labour | 167 | 1.0800 | C+S GST 18% I/P RD
307777 | Column Strengthening Work RCC Misc. Work | Per Floor | 1.0000 | 0.0000 | 14781 | 25mm X 150mm Rebaring | No. | 230.0000 | 708 | 132.001.001.002.002.041.001. | 708 | Labour | 0 | 0.0000
294516 | Basement 4 Floor Blockwork AAC Brick work 8" | Sq.Ft | 0.0000 | 0.0000 | 8669 | Brick work 8" | Sq.Ft | 0.0000 | 28.03 | 132.001.001.002.003.001.002. | 28.03 | Labour | 0 | 0.0000
294518 | Basement 4 Floor Blockwork AAC Brick work 12" | Sq.Ft | 0.0000 | 0.0000 | 12429 | Brick work 12" | Sq.Ft | 0.0000 | 28.03 | 132.001.001.002.003.001.004. | 28.03 | Labour | 0 | 0.0000
294520 | Basement 3 Floor Blockwork AAC Brick work 8" | Sq.Ft | 198.4600 | 0.0000 | 8669 | Brick work 8" | Sq.Ft | 198.4600 | 28.03 | 132.001.001.002.003.002.002. | 28.03 | Labour | 0 | 0.0000
294522 | Basement 3 Floor Blockwork AAC Brick work 12" | Sq.Ft | 247.2280 | 0.0000 | 12429 | Brick work 12" | Sq.Ft | 247.2280 | 28.03 | 132.001.001.002.003.002.004. | 28.03 | Labour | 0 | 0.0000
294524 | Basement 2 Floor Blockwork AAC Brick work 8" | Sq.Ft | 198.4600 | 0.0000 | 8669 | Brick work 8" | Sq.Ft | 198.4600 | 28.03 | 132.001.001.002.003.003.002. | 28.03 | Labour | 0 | 0.0000
294526 | Basement 2 Floor Blockwork AAC Brick work 12" | Sq.Ft | 273.5780 | 0.0000 | 12429 | Brick work 12" | Sq.Ft | 273.5780 | 28.03 | 132.001.001.002.003.003.004. | 28.03 | Labour | 0 | 0.0000
294528 | Basement 1 Floor Blockwork AAC Brick work 8" | Sq.Ft | 198.4600 | 0.0000 | 8669 | Brick work 8" | Sq.Ft | 198.4600 | 28.03 | 132.001.001.002.003.004.002. | 28.03 | Labour | 0 | 0.0000
294530 | Basement 1 Floor Blockwork AAC Brick work 12" | Sq.Ft | 273.5780 | 0.0000 | 12429 | Brick work 12" | Sq.Ft | 273.5780 | 28.03 | 132.001.001.002.003.004.004. | 28.03 | Labour | 0 | 0.0000
294589 | Lower Ground Floor Blockwork AAC Brick work 6" | Sq.Ft | 0.0000 | 0.0000 | 1537 | Brick Work 6" | Sq.Ft | 0.0000 | 39.24 | 132.001.001.002.003.005.002. | 39.24 | Labour | 195 | 0.0000 | ZERO 0%
294590 | Lower Ground Floor Blockwork AAC Brick work 8" | Sq.Ft | 198.4600 | 0.0000 | 8669 | Brick work 8" | Sq.Ft | 198.4600 | 28.03 | 132.001.001.002.003.005.003. | 28.03 | Labour | 0 | 0.0000
294592 | Lower Ground Floor Blockwork AAC Brick work 12" | Sq.Ft | 255.1700 | 0.0000 | 12429 | Brick work 12" | Sq.Ft | 255.1700 | 28.03 | 132.001.001.002.003.005.005. | 28.03 | Labour | 0 | 0.0000
310425 | Ground Floor Blockwork AAC Brick work 6" | Sq.Ft | 774.8600 | 774.8600 | 1537 | Brick Work 6" | Sq.Ft | 774.8600 | 39.24 | 132.001.001.002.003.006.002. | 39.24 | Labour | 195 | 0.0000 | ZERO 0%
310426 | Ground Floor Blockwork AAC Brick work 8" | Sq.Ft | 167.4600 | 167.4600 | 8669 | Brick work 8" | Sq.Ft | 167.4600 | 28.03 | 132.001.001.002.003.006.003. | 28.03 | Labour | 0 | 0.0000
310428 | Ground Floor Blockwork AAC Brick work 12" | Sq.Ft | 377.5900 | 377.5900 | 12429 | Brick work 12" | Sq.Ft | 377.5900 | 28.03 | 132.001.001.002.003.006.005. | 28.03 | Labour | 0 | 0.0000
310430 | P1 Floor Blockwork AAC Brick work 6" | Sq.Ft | 3840.7500 | 3840.7500 | 1537 | Brick Work 6" | Sq.Ft | 3840.7500 | 39.24 | 132.001.001.002.003.007.002. | 39.24 | Labour | 195 | 0.0000 | ZERO 0%
310431 | P1 Floor Blockwork AAC Brick work 8" | Sq.Ft | 0.0000 | 0.0000 | 8669 | Brick work 8" | Sq.Ft | 0.0000 | 28.03 | 132.001.001.002.003.007.003. | 28.03 | Labour | 0 | 0.0000
310433 | P1 Floor Blockwork AAC Brick work 12" | Sq.Ft | 0.0000 | 0.0000 | 12429 | Brick work 12" | Sq.Ft | 0.0000 | 28.03 | 132.001.001.002.003.007.005. | 28.03 | Labour | 0 | 0.0000
310435 | P2 Floor Blockwork AAC Brick work 6" | Sq.Ft | 2921.2500 | 2921.2500 | 1537 | Brick Work 6" | Sq.Ft | 2921.2500 | 39.24 | 132.001.001.002.003.008.002. | 39.24 | Labour | 195 | 0.0000 | ZERO 0%
310436 | P2 Floor Blockwork AAC Brick work 8" | Sq.Ft | 0.0000 | 0.0000 | 8669 | Brick work 8" | Sq.Ft | 0.0000 | 28.03 | 132.001.001.002.003.008.003. | 28.03 | Labour | 0 | 0.0000
310438 | P2 Floor Blockwork AAC Brick work 12" | Sq.Ft | 0.0000 | 0.0000 | 12429 | Brick work 12" | Sq.Ft | 0.0000 | 28.03 | 132.001.001.002.003.008.005. | 28.03 | Labour | 0 | 0.0000
310440 | P3 Floor Blockwork AAC Brick work 6" | Sq.Ft | 3358.5100 | 3358.5100 | 1537 | Brick Work 6" | Sq.Ft | 3358.5100 | 39.24 | 132.001.001.002.003.009.002. | 39.24 | Labour | 195 | 0.0000 | ZERO 0%
310441 | P3 Floor Blockwork AAC Brick work 8" | Sq.Ft | 0.0000 | 0.0000 | 8669 | Brick work 8" | Sq.Ft | 0.0000 | 28.03 | 132.001.001.002.003.009.003. | 28.03 | Labour | 0 | 0.0000
310443 | P3 Floor Blockwork AAC Brick work 12" | Sq.Ft | 0.0000 | 0.0000 | 12429 | Brick work 12" | Sq.Ft | 0.0000 | 28.03 | 132.001.001.002.003.009.005. | 28.03 | Labour | 0 | 0.0000
310445 | 3rd Floor Blockwork AAC Brick work 6" | Sq.Ft | 3358.5100 | 3358.5100 | 1537 | Brick Work 6" | Sq.Ft | 3358.5100 | 39.24 | 132.001.001.002.003.010.002. | 39.24 | Labour | 195 | 0.0000 | ZERO 0%
310446 | 3rd Floor Blockwork AAC Brick work 8" | Sq.Ft | 0.0000 | 0.0000 | 8669 | Brick work 8" | Sq.Ft | 0.0000 | 28.03 | 132.001.001.002.003.010.003. | 28.03 | Labour | 0 | 0.0000
310448 | 3rd Floor Blockwork AAC Brick work 12" | Sq.Ft | 0.0000 | 0.0000 | 12429 | Brick work 12" | Sq.Ft | 0.0000 | 28.03 | 132.001.001.002.003.010.005. | 28.03 | Labour | 0 | 0.0000
310881 | 4th Floor Blockwork AAC Brick work 6" | Sq.Ft | 5211.2200 | 5211.2200 | 1537 | Brick Work 6" | Sq.Ft | 5211.2200 | 39.24 | 132.001.001.002.003.011.002. | 39.24 | Labour | 195 | 0.0000 | ZERO 0%
310882 | 4th Floor Blockwork AAC Brick work 8" | Sq.Ft | 155.5200 | 155.5200 | 8669 | Brick work 8" | Sq.Ft | 155.5200 | 28.03 | 132.001.001.002.003.011.003. | 28.03 | Labour | 0 | 0.0000
310884 | 4th Floor Blockwork AAC Brick work 12" | Sq.Ft | 0.0000 | 0.0000 | 12429 | Brick work 12" | Sq.Ft | 0.0000 | 28.03 | 132.001.001.002.003.011.005. | 28.03 | Labour | 0 | 0.0000
310886 | 5th Floor Blockwork AAC Brick work 6" | Sq.Ft | 4052.3400 | 4052.3400 | 1537 | Brick Work 6" | Sq.Ft | 0.0000 | 39.24 | 132.001.001.002.003.012.002. | 39.24 | Labour | 195 | 0.0000 | ZERO 0%
310887 | 5th Floor Blockwork AAC Brick work 8" | Sq.Ft | 69.5300 | 69.5300 | 8669 | Brick work 8" | Sq.Ft | 0.0000 | 28.03 | 132.001.001.002.003.012.003. | 28.03 | Labour | 0 | 0.0000
310889 | 5th Floor Blockwork AAC Brick work 12" | Sq.Ft | 0.0000 | 0.0000 | 12429 | Brick work 12" | Sq.Ft | 0.0000 | 28.03 | 132.001.001.002.003.012.005. | 28.03 | Labour | 0 | 0.0000
310891 | 6th Floor Blockwork AAC Brick work 6" | Sq.Ft | 874.6700 | 874.6700 | 1537 | Brick Work 6" | Sq.Ft | 0.0000 | 39.24 | 132.001.001.002.003.013.002. | 39.24 | Labour | 195 | 0.0000 | ZERO 0%
310892 | 6th Floor Blockwork AAC Brick work 8" | Sq.Ft | 155.9700 | 155.9700 | 8669 | Brick work 8" | Sq.Ft | 0.0000 | 28.03 | 132.001.001.002.003.013.003. | 28.03 | Labour | 0 | 0.0000
310894 | 6th Floor Blockwork AAC Brick work 12" | Sq.Ft | 0.0000 | 0.0000 | 12429 | Brick work 12" | Sq.Ft | 0.0000 | 28.03 | 132.001.001.002.003.013.005. | 28.03 | Labour | 0 | 0.0000
310896 | 7th Floor Blockwork AAC Brick work 6" | Sq.Ft | 1331.3300 | 1331.3300 | 1537 | Brick Work 6" | Sq.Ft | 0.0000 | 39.24 | 132.001.001.002.003.014.002. | 39.24 | Labour | 195 | 0.0000 | ZERO 0%
310897 | 7th Floor Blockwork AAC Brick work 8" | Sq.Ft | 155.9700 | 155.9700 | 8669 | Brick work 8" | Sq.Ft | 0.0000 | 28.03 | 132.001.001.002.003.014.003. | 28.03 | Labour | 0 | 0.0000
310899 | 7th Floor Blockwork AAC Brick work 12" | Sq.Ft | 0.0000 | 0.0000 | 12429 | Brick work 12" | Sq.Ft | 0.0000 | 28.03 | 132.001.001.002.003.014.005. | 28.03 | Labour | 0 | 0.0000
310901 | 8th Floor Blockwork AAC Brick work 6" | Sq.Ft | 1231.5100 | 1231.5100 | 1537 | Brick Work 6" | Sq.Ft | 0.0000 | 39.24 | 132.001.001.002.003.015.002. | 39.24 | Labour | 195 | 0.0000 | ZERO 0%
310902 | 8th Floor Blockwork AAC Brick work 8" | Sq.Ft | 155.9700 | 155.9700 | 8669 | Brick work 8" | Sq.Ft | 0.0000 | 28.03 | 132.001.001.002.003.015.003. | 28.03 | Labour | 0 | 0.0000
310904 | 8th Floor Blockwork AAC Brick work 12" | Sq.Ft | 0.0000 | 0.0000 | 12429 | Brick work 12" | Sq.Ft | 0.0000 | 28.03 | 132.001.001.002.003.015.005. | 28.03 | Labour | 0 | 0.0000
310906 | 9th Floor Blockwork AAC Brick work 6" | Sq.Ft | 1331.3300 | 1331.3300 | 1537 | Brick Work 6" | Sq.Ft | 0.0000 | 39.24 | 132.001.001.002.003.016.002. | 39.24 | Labour | 195 | 0.0000 | ZERO 0%
310907 | 9th Floor Blockwork AAC Brick work 8" | Sq.Ft | 155.9700 | 155.9700 | 8669 | Brick work 8" | Sq.Ft | 0.0000 | 28.03 | 132.001.001.002.003.016.003. | 28.03 | Labour | 0 | 0.0000
310909 | 9th Floor Blockwork AAC Brick work 12" | Sq.Ft | 0.0000 | 0.0000 | 12429 | Brick work 12" | Sq.Ft | 0.0000 | 28.03 | 132.001.001.002.003.016.005. | 28.03 | Labour | 0 | 0.0000
310911 | 10th Floor Blockwork AAC Brick work 6" | Sq.Ft | 874.6700 | 874.6700 | 1537 | Brick Work 6" | Sq.Ft | 0.0000 | 39.24 | 132.001.001.002.003.017.002. | 39.24 | Labour | 195 | 0.0000 | ZERO 0%
310912 | 10th Floor Blockwork AAC Brick work 8" | Sq.Ft | 155.9700 | 155.9700 | 8669 | Brick work 8" | Sq.Ft | 0.0000 | 28.03 | 132.001.001.002.003.017.003. | 28.03 | Labour | 0 | 0.0000
310914 | 10th Floor Blockwork AAC Brick work 12" | Sq.Ft | 0.0000 | 0.0000 | 12429 | Brick work 12" | Sq.Ft | 0.0000 | 28.03 | 132.001.001.002.003.017.005. | 28.03 | Labour | 0 | 0.0000
310943 | 11th Floor Blockwork AAC Brick work 6" | Sq.Ft | 0.0000 | 0.0000 | 1537 | Brick Work 6" | Sq.Ft | 0.0000 | 39.24 | 132.001.001.002.003.018.002. | 39.24 | Labour | 195 | 0.0000 | ZERO 0%
310944 | 11th Floor Blockwork AAC Brick work 8" | Sq.Ft | 0.0000 | 0.0000 | 8669 | Brick work 8" | Sq.Ft | 0.0000 | 28.03 | 132.001.001.002.003.018.003. | 28.03 | Labour | 0 | 0.0000
310946 | 11th Floor Blockwork AAC Brick work 12" | Sq.Ft | 0.0000 | 0.0000 | 12429 | Brick work 12" | Sq.Ft | 0.0000 | 28.03 | 132.001.001.002.003.018.005. | 28.03 | Labour | 0 | 0.0000
310948 | 12th Floor Blockwork AAC Brick work 6" | Sq.Ft | 0.0000 | 0.0000 | 1537 | Brick Work 6" | Sq.Ft | 0.0000 | 39.24 | 132.001.001.002.003.019.002. | 39.24 | Labour | 195 | 0.0000 | ZERO 0%
310949 | 12th Floor Blockwork AAC Brick work 8" | Sq.Ft | 0.0000 | 0.0000 | 8669 | Brick work 8" | Sq.Ft | 0.0000 | 28.03 | 132.001.001.002.003.019.003. | 28.03 | Labour | 0 | 0.0000
310952 | 13th Floor Blockwork AAC Brick work 6" | Sq.Ft | 0.0000 | 0.0000 | 1537 | Brick Work 6" | Sq.Ft | 0.0000 | 39.24 | 132.001.001.002.003.020.002. | 39.24 | Labour | 195 | 0.0000 | ZERO 0%
310953 | 13th Floor Blockwork AAC Brick work 8" | Sq.Ft | 0.0000 | 0.0000 | 8669 | Brick work 8" | Sq.Ft | 0.0000 | 28.03 | 132.001.001.002.003.020.003. | 28.03 | Labour | 0 | 0.0000
310956 | 14th Floor Blockwork AAC Brick work 6" | Sq.Ft | 0.0000 | 0.0000 | 1537 | Brick Work 6" | Sq.Ft | 0.0000 | 39.24 | 132.001.001.002.003.021.002. | 39.24 | Labour | 195 | 0.0000 | ZERO 0%
310957 | 14th Floor Blockwork AAC Brick work 8" | Sq.Ft | 0.0000 | 0.0000 | 8669 | Brick work 8" | Sq.Ft | 0.0000 | 28.03 | 132.001.001.002.003.021.003. | 28.03 | Labour | 0 | 0.0000
310960 | 15th Floor Blockwork AAC Brick work 6" | Sq.Ft | 0.0000 | 0.0000 | 1537 | Brick Work 6" | Sq.Ft | 0.0000 | 39.24 | 132.001.001.002.003.022.002. | 39.24 | Labour | 195 | 0.0000 | ZERO 0%
310961 | 15th Floor Blockwork AAC Brick work 8" | Sq.Ft | 0.0000 | 0.0000 | 8669 | Brick work 8" | Sq.Ft | 0.0000 | 28.03 | 132.001.001.002.003.022.003. | 28.03 | Labour | 0 | 0.0000
310964 | 16th Floor Blockwork AAC Brick work 6" | Sq.Ft | 0.0000 | 0.0000 | 1537 | Brick Work 6" | Sq.Ft | 0.0000 | 39.24 | 132.001.001.002.003.023.002. | 39.24 | Labour | 195 | 0.0000 | ZERO 0%
310965 | 16th Floor Blockwork AAC Brick work 8" | Sq.Ft | 0.0000 | 0.0000 | 8669 | Brick work 8" | Sq.Ft | 0.0000 | 28.03 | 132.001.001.002.003.023.003. | 28.03 | Labour | 0 | 0.0000
310968 | 17th Floor Blockwork AAC Brick work 6" | Sq.Ft | 0.0000 | 0.0000 | 1537 | Brick Work 6" | Sq.Ft | 0.0000 | 39.24 | 132.001.001.002.003.024.002. | 39.24 | Labour | 195 | 0.0000 | ZERO 0%
310969 | 17th Floor Blockwork AAC Brick work 8" | Sq.Ft | 0.0000 | 0.0000 | 8669 | Brick work 8" | Sq.Ft | 0.0000 | 28.03 | 132.001.001.002.003.024.003. | 28.03 | Labour | 0 | 0.0000
311036 | 19th Floor Blockwork AAC Brick work 6" | Sq.Ft | 1331.3300 | 1331.3300 | 1537 | Brick Work 6" | Sq.Ft | 0.0000 | 39.24 | 132.001.001.002.003.026.002. | 39.24 | Labour | 195 | 0.0000 | ZERO 0%
311037 | 19th Floor Blockwork AAC Brick work 8" | Sq.Ft | 155.9700 | 155.9700 | 8669 | Brick work 8" | Sq.Ft | 0.0000 | 28.03 | 132.001.001.002.003.026.003. | 28.03 | Labour | 0 | 0.0000
311039 | 19th Floor Blockwork AAC Brick work 12" | Sq.Ft | 0.0000 | 0.0000 | 12429 | Brick work 12" | Sq.Ft | 0.0000 | 28.03 | 132.001.001.002.003.026.005. | 28.03 | Labour | 0 | 0.0000
311043 | 20th Floor Blockwork AAC Brick work 6" | Sq.Ft | 1331.3300 | 1331.3300 | 1537 | Brick Work 6" | Sq.Ft | 0.0000 | 39.24 | 132.001.001.002.003.027.002. | 39.24 | Labour | 195 | 0.0000 | ZERO 0%
311044 | 20th Floor Blockwork AAC Brick work 8" | Sq.Ft | 155.9700 | 155.9700 | 8669 | Brick work 8" | Sq.Ft | 0.0000 | 28.03 | 132.001.001.002.003.027.003. | 28.03 | Labour | 0 | 0.0000
311046 | 20th Floor Blockwork AAC Brick work 12" | Sq.Ft | 0.0000 | 0.0000 | 12429 | Brick work 12" | Sq.Ft | 0.0000 | 28.03 | 132.001.001.002.003.027.005. | 28.03 | Labour | 0 | 0.0000
311050 | 21th Floor Blockwork AAC Brick work 6" | Sq.Ft | 1331.3300 | 1331.3300 | 1537 | Brick Work 6" | Sq.Ft | 0.0000 | 39.24 | 132.001.001.002.003.028.002. | 39.24 | Labour | 195 | 0.0000 | ZERO 0%
311051 | 21th Floor Blockwork AAC Brick work 8" | Sq.Ft | 155.9700 | 155.9700 | 8669 | Brick work 8" | Sq.Ft | 0.0000 | 28.03 | 132.001.001.002.003.028.003. | 28.03 | Labour | 0 | 0.0000
311053 | 21th Floor Blockwork AAC Brick work 12" | Sq.Ft | 0.0000 | 0.0000 | 12429 | Brick work 12" | Sq.Ft | 0.0000 | 28.03 | 132.001.001.002.003.028.005. | 28.03 | Labour | 0 | 0.0000
311224 | 27th Floor Blockwork AAC Brick work 6" | Sq.Ft | 0.0000 | 0.0000 | 1537 | Brick Work 6" | Sq.Ft | 0.0000 | 39.24 | 132.001.001.002.003.029.003. | 39.24 | Labour | 195 | 0.0000 | ZERO 0%
311225 | 27th Floor Blockwork AAC Brick work 8" | Sq.Ft | 0.0000 | 0.0000 | 8669 | Brick work 8" | Sq.Ft | 0.0000 | 28.03 | 132.001.001.002.003.029.004. | 28.03 | Labour | 0 | 0.0000
311227 | 27th Floor Blockwork AAC Brick work 12" | Sq.Ft | 0.0000 | 0.0000 | 12429 | Brick work 12" | Sq.Ft | 0.0000 | 28.03 | 132.001.001.002.003.029.006. | 28.03 | Labour | 0 | 0.0000
311240 | 28th Floor Blockwork-Penthouse AAC Brick work 6" | Sq.Ft | 2575.0000 | 2575.0000 | 1537 | Brick Work 6" | Sq.Ft | 2575.0000 | 39.24 | 132.001.001.002.003.030.003. | 39.24 | Labour | 195 | 0.0000 | ZERO 0%
311241 | 28th Floor Blockwork-Penthouse AAC Brick work 8" | Sq.Ft | 554.0000 | 554.0000 | 8669 | Brick work 8" | Sq.Ft | 554.0000 | 28.03 | 132.001.001.002.003.030.004. | 28.03 | Labour | 0 | 0.0000
311057 | 9th Floor Blockwork AAC Brick work 6" | Sq.Ft | 1331.3300 | 1331.3300 | 1537 | Brick Work 6" | Sq.Ft | 1331.3300 | 39.24 | 132.001.001.002.003.035.002. | 39.24 | Labour | 195 | 0.0000 | ZERO 0%
311058 | 9th Floor Blockwork AAC Brick work 8" | Sq.Ft | 155.9700 | 155.9700 | 8669 | Brick work 8" | Sq.Ft | 155.9700 | 28.03 | 132.001.001.002.003.035.003. | 28.03 | Labour | 0 | 0.0000
311060 | 9th Floor Blockwork AAC Brick work 12" | Sq.Ft | 0.0000 | 0.0000 | 12429 | Brick work 12" | Sq.Ft | 0.0000 | 28.03 | 132.001.001.002.003.035.005. | 28.03 | Labour | 0 | 0.0000
311064 | 23th Floor Blockwork AAC Brick work 6" | Sq.Ft | 1331.3300 | 1331.3300 | 1537 | Brick Work 6" | Sq.Ft | 1331.3300 | 39.24 | 132.001.001.002.003.036.002. | 39.24 | Labour | 195 | 0.0000 | ZERO 0%
311065 | 23th Floor Blockwork AAC Brick work 8" | Sq.Ft | 155.9700 | 155.9700 | 8669 | Brick work 8" | Sq.Ft | 155.9700 | 28.03 | 132.001.001.002.003.036.003. | 28.03 | Labour | 0 | 0.0000
311067 | 23th Floor Blockwork AAC Brick work 12" | Sq.Ft | 0.0000 | 0.0000 | 12429 | Brick work 12" | Sq.Ft | 0.0000 | 28.03 | 132.001.001.002.003.036.005. | 28.03 | Labour | 0 | 0.0000
311071 | 24th Floor Blockwork AAC Brick work 6" | Sq.Ft | 1331.3300 | 1331.3300 | 1537 | Brick Work 6" | Sq.Ft | 1331.3300 | 39.24 | 132.001.001.002.003.037.002. | 39.24 | Labour | 195 | 0.0000 | ZERO 0%
311072 | 24th Floor Blockwork AAC Brick work 8" | Sq.Ft | 155.9700 | 155.9700 | 8669 | Brick work 8" | Sq.Ft | 155.9700 | 28.03 | 132.001.001.002.003.037.003. | 28.03 | Labour | 0 | 0.0000
311074 | 24th Floor Blockwork AAC Brick work 12" | Sq.Ft | 0.0000 | 0.0000 | 12429 | Brick work 12" | Sq.Ft | 0.0000 | 28.03 | 132.001.001.002.003.037.005. | 28.03 | Labour | 0 | 0.0000
311078 | 25th Floor Blockwork AAC Brick work 6" | Sq.Ft | 1331.3300 | 1331.3300 | 1537 | Brick Work 6" | Sq.Ft | 1331.3300 | 39.24 | 132.001.001.002.003.038.002. | 39.24 | Labour | 195 | 0.0000 | ZERO 0%
311079 | 25th Floor Blockwork AAC Brick work 8" | Sq.Ft | 155.9700 | 155.9700 | 8669 | Brick work 8" | Sq.Ft | 155.9700 | 28.03 | 132.001.001.002.003.038.003. | 28.03 | Labour | 0 | 0.0000
311081 | 25th Floor Blockwork AAC Brick work 12" | Sq.Ft | 0.0000 | 0.0000 | 12429 | Brick work 12" | Sq.Ft | 0.0000 | 28.03 | 132.001.001.002.003.038.005. | 28.03 | Labour | 0 | 0.0000
311085 | 26th Floor Blockwork AAC Brick work 6" | Sq.Ft | 1331.3300 | 1331.3300 | 1537 | Brick Work 6" | Sq.Ft | 1331.3300 | 39.24 | 132.001.001.002.003.039.002. | 39.24 | Labour | 195 | 0.0000 | ZERO 0%
311086 | 26th Floor Blockwork AAC Brick work 8" | Sq.Ft | 155.9700 | 155.9700 | 8669 | Brick work 8" | Sq.Ft | 155.9700 | 28.03 | 132.001.001.002.003.039.003. | 28.03 | Labour | 0 | 0.0000
311088 | 26th Floor Blockwork AAC Brick work 12" | Sq.Ft | 0.0000 | 0.0000 | 12429 | Brick work 12" | Sq.Ft | 0.0000 | 28.03 | 132.001.001.002.003.039.005. | 28.03 | Labour | 0 | 0.0000
311108 | Ground Floor Waterproofing Toilet W/P Work(Sq.Ft) | Sq.Ft | 691.0000 | 691.0000 | 12486 | Bond Coat | Sq.Ft | 425.3105 | 12.98 | 132.001.001.002.006.006.001. | 12.98 | Labour | 0 | 0.0000
311148 | Ground Floor Waterproofing Att. Terrace/ Dry balcony | Sq.Ft | 880.9300 | 880.9300 | 12486 | Bond Coat | Sq.Ft | 438.8800 | 12.98 | 132.001.001.002.006.006.002. | 12.98 | Labour | 0 | 0.0000
311148 | Ground Floor Waterproofing Att. Terrace/ Dry balcony | Sq.Ft | 880.9300 | 880.9300 | 4109 | Brick Bat Coba W/P | Sq.Ft | 880.9300 | 30.68 | 132.001.001.002.006.006.002. | 30.68 | Labour | 0 | 0.0000
311110 | Parking 1 Floor Waterproofing Toilet W/P Work(Sq.Ft) | Sq.Ft | 691.0000 | 691.0000 | 12486 | Bond Coat | Sq.Ft | 425.3105 | 12.98 | 132.001.001.002.006.007.001. | 12.98 | Labour | 0 | 0.0000
311149 | Parking 1 Floor Waterproofing Att. Terrace/ Dry balcony | Sq.Ft | 880.9300 | 880.9300 | 12486 | Bond Coat | Sq.Ft | 609.6036 | 12.98 | 132.001.001.002.006.007.002. | 12.98 | Labour | 0 | 0.0000
311149 | Parking 1 Floor Waterproofing Att. Terrace/ Dry balcony | Sq.Ft | 880.9300 | 880.9300 | 4109 | Brick Bat Coba W/P | Sq.Ft | 880.9300 | 30.68 | 132.001.001.002.006.007.002. | 30.68 | Labour | 0 | 0.0000
311111 | Parking 2 Floor Waterproofing Toilet W/P Work(Sq.Ft) | Sq.Ft | 818.0000 | 818.0000 | 12486 | Bond Coat | Sq.Ft | 503.4790 | 12.98 | 132.001.001.002.006.008.001. | 12.98 | Labour | 0 | 0.0000
311150 | Parking 2 Floor Waterproofing Att. Terrace/ Dry balcony | Sq.Ft | 1032.0500 | 1032.0500 | 12486 | Bond Coat | Sq.Ft | 714.1786 | 12.98 | 132.001.001.002.006.008.002. | 12.98 | Labour | 0 | 0.0000
311150 | Parking 2 Floor Waterproofing Att. Terrace/ Dry balcony | Sq.Ft | 1032.0500 | 1032.0500 | 4109 | Brick Bat Coba W/P | Sq.Ft | 1032.0500 | 30.68 | 132.001.001.002.006.008.002. | 30.68 | Labour | 0 | 0.0000
311112 | Parking 3 Floor Waterproofing Toilet W/P Work(Sq.Ft) | Sq.Ft | 818.0000 | 818.0000 | 12486 | Bond Coat | Sq.Ft | 503.4790 | 12.98 | 132.001.001.002.006.009.001. | 12.98 | Labour | 0 | 0.0000
311151 | Parking 3 Floor Waterproofing Att. Terrace/ Dry balcony | Sq.Ft | 1032.0500 | 1032.0500 | 12486 | Bond Coat | Sq.Ft | 714.1786 | 12.98 | 132.001.001.002.006.009.002. | 12.98 | Labour | 0 | 0.0000
311151 | Parking 3 Floor Waterproofing Att. Terrace/ Dry balcony | Sq.Ft | 1032.0500 | 1032.0500 | 4109 | Brick Bat Coba W/P | Sq.Ft | 1032.0500 | 30.68 | 132.001.001.002.006.009.002. | 30.68 | Labour | 0 | 0.0000
291943 | 3rd / Podium Floor Waterproofing Work | Per Project | 0.0000 | 0.0000 | 4109 | Brick Bat Coba W/P | Sq.Ft | 1088.8860 | 30.68 | 132.001.001.002.006.010.001. | 30.68 | Labour | 0 | 0.0000
311113 | 3rd / Podium Floor Waterproofing Toilet W/P Work(Sq.Ft) | Sq.Ft | 1166.0000 | 1166.0000 | 12486 | Bond Coat | Sq.Ft | 717.6730 | 12.98 | 132.001.001.002.006.010.002. | 12.98 | Labour | 0 | 0.0000
311152 | 3rd / Podium Floor Waterproofing Att. Terrace/ Dry balcony | Sq.Ft | 1443.0200 | 1443.0200 | 12486 | Bond Coat | Sq.Ft | 998.5698 | 12.98 | 132.001.001.002.006.010.003. | 12.98 | Labour | 0 | 0.0000
311152 | 3rd / Podium Floor Waterproofing Att. Terrace/ Dry balcony | Sq.Ft | 1443.0200 | 1443.0200 | 4109 | Brick Bat Coba W/P | Sq.Ft | 1443.0200 | 30.68 | 132.001.001.002.006.010.003. | 30.68 | Labour | 0 | 0.0000
311114 | 4th Floor Waterproofing Toilet W/P Work(Sq.Ft) | Sq.Ft | 1252.0000 | 1252.0000 | 12486 | Bond Coat | Sq.Ft | 770.6060 | 12.98 | 132.001.001.002.006.011.001. | 12.98 | Labour | 0 | 0.0000
311153 | 4th Floor Waterproofing Att. Terrace/ Dry balcony | Sq.Ft | 1491.7800 | 1491.7800 | 12486 | Bond Coat | Sq.Ft | 1032.3118 | 12.98 | 132.001.001.002.006.011.002. | 12.98 | Labour | 0 | 0.0000
311153 | 4th Floor Waterproofing Att. Terrace/ Dry balcony | Sq.Ft | 1491.7800 | 1491.7800 | 4109 | Brick Bat Coba W/P | Sq.Ft | 1491.7800 | 30.68 | 132.001.001.002.006.011.002. | 30.68 | Labour | 0 | 0.0000
311115 | 5th Floor Waterproofing Toilet W/P Work(Sq.Ft) | Sq.Ft | 1252.0000 | 1252.0000 | 12486 | Bond Coat | Sq.Ft | 770.6060 | 12.98 | 132.001.001.002.006.012.001. | 12.98 | Labour | 0 | 0.0000
311154 | 5th Floor Waterproofing Att. Terrace/ Dry balcony | Sq.Ft | 1491.7800 | 1491.7800 | 12486 | Bond Coat | Sq.Ft | 1032.3118 | 12.98 | 132.001.001.002.006.012.002. | 12.98 | Labour | 0 | 0.0000
311154 | 5th Floor Waterproofing Att. Terrace/ Dry balcony | Sq.Ft | 1491.7800 | 1491.7800 | 4109 | Brick Bat Coba W/P | Sq.Ft | 1491.7800 | 30.68 | 132.001.001.002.006.012.002. | 30.68 | Labour | 0 | 0.0000
311116 | 6th Floor Waterproofing Toilet W/P Work(Sq.Ft) | Sq.Ft | 1252.0000 | 1252.0000 | 12486 | Bond Coat | Sq.Ft | 770.6060 | 12.98 | 132.001.001.002.006.013.001. | 12.98 | Labour | 0 | 0.0000
311155 | 6th Floor Waterproofing Att. Terrace/ Dry balcony | Sq.Ft | 1491.7800 | 1491.7800 | 12486 | Bond Coat | Sq.Ft | 1032.3118 | 12.98 | 132.001.001.002.006.013.002. | 12.98 | Labour | 0 | 0.0000
311155 | 6th Floor Waterproofing Att. Terrace/ Dry balcony | Sq.Ft | 1491.7800 | 1491.7800 | 4109 | Brick Bat Coba W/P | Sq.Ft | 1491.7800 | 30.68 | 132.001.001.002.006.013.002. | 30.68 | Labour | 0 | 0.0000
311118 | 7th Floor Waterproofing Toilet W/P Work(Sq.Ft) | Sq.Ft | 1165.0000 | 1165.0000 | 12486 | Bond Coat | Sq.Ft | 717.0575 | 12.98 | 132.001.001.002.006.014.001. | 12.98 | Labour | 0 | 0.0000
311156 | 7th Floor Waterproofing Att. Terrace/ Dry balcony | Sq.Ft | 1317.7300 | 1317.7300 | 12486 | Bond Coat | Sq.Ft | 911.8692 | 12.98 | 132.001.001.002.006.014.002. | 12.98 | Labour | 0 | 0.0000
311156 | 7th Floor Waterproofing Att. Terrace/ Dry balcony | Sq.Ft | 1317.7300 | 1317.7300 | 4109 | Brick Bat Coba W/P | Sq.Ft | 1317.7300 | 30.68 | 132.001.001.002.006.014.002. | 30.68 | Labour | 0 | 0.0000
311179 | 7th Floor Waterproofing Terrace Slab W/P | Sq.Ft | 197.6300 | 197.6300 | 4109 | Brick Bat Coba W/P | Sq.Ft | 174.9223 | 30.68 | 132.001.001.002.006.014.003. | 30.68 | Labour | 0 | 0.0000
311119 | 8th Floor Waterproofing Toilet W/P Work(Sq.Ft) | Sq.Ft | 1252.0000 | 1252.0000 | 12486 | Bond Coat | Sq.Ft | 770.6060 | 12.98 | 132.001.001.002.006.015.001. | 12.98 | Labour | 0 | 0.0000
311157 | 8th Floor Waterproofing Att. Terrace/ Dry balcony | Sq.Ft | 1491.7800 | 1491.7800 | 12486 | Bond Coat | Sq.Ft | 1032.3118 | 12.98 | 132.001.001.002.006.015.002. | 12.98 | Labour | 0 | 0.0000
311157 | 8th Floor Waterproofing Att. Terrace/ Dry balcony | Sq.Ft | 1491.7800 | 1491.7800 | 4109 | Brick Bat Coba W/P | Sq.Ft | 1491.7800 | 30.68 | 132.001.001.002.006.015.002. | 30.68 | Labour | 0 | 0.0000
311120 | 9th Floor Waterproofing Toilet W/P Work-W1-(Sq.Ft) | Sq.Ft | 1252.0000 | 1252.0000 | 12486 | Bond Coat | Sq.Ft | 1043.0000 | 12.98 | 132.001.001.002.006.016.001. | 12.98 | Labour | 0 | 0.0000
311158 | 9th Floor Waterproofing Att. Terrace/ Dry balcony-W1-2BHK-(S | Sq.Ft | 1491.7800 | 1491.7800 | 12486 | Bond Coat | Sq.Ft | 1032.3118 | 12.98 | 132.001.001.002.006.016.002. | 12.98 | Labour | 0 | 0.0000
311158 | 9th Floor Waterproofing Att. Terrace/ Dry balcony-W1-2BHK-(S | Sq.Ft | 1491.7800 | 1491.7800 | 4109 | Brick Bat Coba W/P | Sq.Ft | 1491.7800 | 30.68 | 132.001.001.002.006.016.002. | 30.68 | Labour | 0 | 0.0000
311121 | 10th Floor Waterproofing Toilet W/P Work-W1-(Sq.Ft) | Sq.Ft | 1252.0000 | 1252.0000 | 12486 | Bond Coat | Sq.Ft | 1043.0000 | 12.98 | 132.001.001.002.006.017.001. | 12.98 | Labour | 0 | 0.0000
311159 | 10th Floor Waterproofing Att. Terrace/ Dry balcony-W1-2BHK-( | Sq.Ft | 1491.7800 | 1491.7800 | 12486 | Bond Coat | Sq.Ft | 1032.3118 | 12.98 | 132.001.001.002.006.017.002. | 12.98 | Labour | 0 | 0.0000
311159 | 10th Floor Waterproofing Att. Terrace/ Dry balcony-W1-2BHK-( | Sq.Ft | 1491.7800 | 1491.7800 | 4109 | Brick Bat Coba W/P | Sq.Ft | 1491.7800 | 30.68 | 132.001.001.002.006.017.002. | 30.68 | Labour | 0 | 0.0000
311122 | 11th Floor Waterproofing Toilet W/P Work-W1-(Sq.Ft) | Sq.Ft | 1252.0000 | 1252.0000 | 12486 | Bond Coat | Sq.Ft | 1043.0000 | 12.98 | 132.001.001.002.006.018.001. | 12.98 | Labour | 0 | 0.0000
311160 | 11th Floor Waterproofing Att. Terrace/ Dry balcony-W1-2BHK-( | Sq.Ft | 1492.0000 | 1492.0000 | 12486 | Bond Coat | Sq.Ft | 1032.4640 | 12.98 | 132.001.001.002.006.018.002. | 12.98 | Labour | 0 | 0.0000
311160 | 11th Floor Waterproofing Att. Terrace/ Dry balcony-W1-2BHK-( | Sq.Ft | 1492.0000 | 1492.0000 | 4109 | Brick Bat Coba W/P | Sq.Ft | 1492.0000 | 30.68 | 132.001.001.002.006.018.002. | 30.68 | Labour | 0 | 0.0000
311123 | 12th Floor Waterproofing Toilet W/P Work-W1-(Sq.Ft) | Sq.Ft | 1165.0000 | 1165.0000 | 12486 | Bond Coat | Sq.Ft | 965.0000 | 12.98 | 132.001.001.002.006.019.001. | 12.98 | Labour | 0 | 0.0000
311161 | 12th Floor Waterproofing Att. Terrace/ Dry balcony-W1-2BHK-( | Sq.Ft | 1317.7300 | 1317.7300 | 12486 | Bond Coat | Sq.Ft | 911.8692 | 12.98 | 132.001.001.002.006.019.002. | 12.98 | Labour | 0 | 0.0000
311161 | 12th Floor Waterproofing Att. Terrace/ Dry balcony-W1-2BHK-( | Sq.Ft | 1317.7300 | 1317.7300 | 4109 | Brick Bat Coba W/P | Sq.Ft | 1317.7300 | 30.68 | 132.001.001.002.006.019.002. | 30.68 | Labour | 0 | 0.0000
311180 | 12th Floor Waterproofing Terrace Slab W/P- W1 | Sq.Ft | 197.6300 | 197.6300 | 4109 | Brick Bat Coba W/P | Sq.Ft | 379.4300 | 30.68 | 132.001.001.002.006.019.003. | 30.68 | Labour | 0 | 0.0000
311124 | 13th Floor Waterproofing Toilet W/P Work-W1-(Sq.Ft) | Sq.Ft | 1252.0000 | 1252.0000 | 12486 | Bond Coat | Sq.Ft | 1043.0000 | 12.98 | 132.001.001.002.006.020.001. | 12.98 | Labour | 0 | 0.0000
311162 | 13th Floor Waterproofing Att. Terrace/ Dry balcony-W1-2BHK-( | Sq.Ft | 1491.7800 | 1491.7800 | 12486 | Bond Coat | Sq.Ft | 1032.3118 | 12.98 | 132.001.001.002.006.020.002. | 12.98 | Labour | 0 | 0.0000
311162 | 13th Floor Waterproofing Att. Terrace/ Dry balcony-W1-2BHK-( | Sq.Ft | 1491.7800 | 1491.7800 | 4109 | Brick Bat Coba W/P | Sq.Ft | 1491.7800 | 30.68 | 132.001.001.002.006.020.002. | 30.68 | Labour | 0 | 0.0000
311125 | 14th Floor Waterproofing Toilet W/P Work-W1-(Sq.Ft) | Sq.Ft | 1252.0000 | 1252.0000 | 12486 | Bond Coat | Sq.Ft | 1043.0000 | 12.98 | 132.001.001.002.006.021.001. | 12.98 | Labour | 0 | 0.0000
311163 | 14th Floor Waterproofing Att. Terrace/ Dry balcony-W1-2BHK-( | Sq.Ft | 1491.7800 | 1491.7800 | 12486 | Bond Coat | Sq.Ft | 1032.3118 | 12.98 | 132.001.001.002.006.021.002. | 12.98 | Labour | 0 | 0.0000
311163 | 14th Floor Waterproofing Att. Terrace/ Dry balcony-W1-2BHK-( | Sq.Ft | 1491.7800 | 1491.7800 | 4109 | Brick Bat Coba W/P | Sq.Ft | 1491.7800 | 30.68 | 132.001.001.002.006.021.002. | 30.68 | Labour | 0 | 0.0000
311126 | 15th Floor Waterproofing Toilet W/P Work-W1-(Sq.Ft) | Sq.Ft | 1252.0000 | 1252.0000 | 12486 | Bond Coat | Sq.Ft | 1043.0000 | 12.98 | 132.001.001.002.006.022.001. | 12.98 | Labour | 0 | 0.0000
311164 | 15th Floor Waterproofing Att. Terrace/ Dry balcony-W1-2BHK-( | Sq.Ft | 1491.7800 | 1491.7800 | 12486 | Bond Coat | Sq.Ft | 1032.3118 | 12.98 | 132.001.001.002.006.022.002. | 12.98 | Labour | 0 | 0.0000
311164 | 15th Floor Waterproofing Att. Terrace/ Dry balcony-W1-2BHK-( | Sq.Ft | 1491.7800 | 1491.7800 | 4109 | Brick Bat Coba W/P | Sq.Ft | 1491.7800 | 30.68 | 132.001.001.002.006.022.002. | 30.68 | Labour | 0 | 0.0000
311127 | 16th Floor Waterproofing Toilet W/P Work-W1-(Sq.Ft) | Sq.Ft | 1252.0000 | 1252.0000 | 12486 | Bond Coat | Sq.Ft | 1043.0000 | 12.98 | 132.001.001.002.006.023.001. | 12.98 | Labour | 0 | 0.0000
311165 | 16th Floor Waterproofing Att. Terrace/ Dry balcony-W1-2BHK-( | Sq.Ft | 1491.7800 | 1491.7800 | 12486 | Bond Coat | Sq.Ft | 1032.3118 | 12.98 | 132.001.001.002.006.023.002. | 12.98 | Labour | 0 | 0.0000
311165 | 16th Floor Waterproofing Att. Terrace/ Dry balcony-W1-2BHK-( | Sq.Ft | 1491.7800 | 1491.7800 | 4109 | Brick Bat Coba W/P | Sq.Ft | 1491.7800 | 30.68 | 132.001.001.002.006.023.002. | 30.68 | Labour | 0 | 0.0000
311128 | 17th Floor Waterproofing Toilet W/P Work-W1-(Sq.Ft) | Sq.Ft | 1165.0000 | 1165.0000 | 12486 | Bond Coat | Sq.Ft | 965.0000 | 12.98 | 132.001.001.002.006.024.001. | 12.98 | Labour | 0 | 0.0000
311166 | 17th Floor Waterproofing Att. Terrace/ Dry balcony-W1-2BHK-( | Sq.Ft | 1317.7300 | 1317.7300 | 12486 | Bond Coat | Sq.Ft | 911.8692 | 12.98 | 132.001.001.002.006.024.002. | 12.98 | Labour | 0 | 0.0000
311166 | 17th Floor Waterproofing Att. Terrace/ Dry balcony-W1-2BHK-( | Sq.Ft | 1317.7300 | 1317.7300 | 4109 | Brick Bat Coba W/P | Sq.Ft | 1317.7300 | 30.68 | 132.001.001.002.006.024.002. | 30.68 | Labour | 0 | 0.0000
311181 | 17th Floor Waterproofing Terrace Slab W/P- W1 | Sq.Ft | 197.6300 | 197.6300 | 4109 | Brick Bat Coba W/P | Sq.Ft | 379.4300 | 30.68 | 132.001.001.002.006.024.003. | 30.68 | Labour | 0 | 0.0000
311129 | 18th Floor Waterproofing Toilet W/P Work-W1-(Sq.Ft) | Sq.Ft | 1252.0000 | 1252.0000 | 12486 | Bond Coat | Sq.Ft | 1043.0000 | 12.98 | 132.001.001.002.006.025.001. | 12.98 | Labour | 0 | 0.0000
311167 | 18th Floor Waterproofing Att. Terrace/ Dry balcony-W1-2BHK-( | Sq.Ft | 1491.7800 | 1491.7800 | 12486 | Bond Coat | Sq.Ft | 1032.3118 | 12.98 | 132.001.001.002.006.025.002. | 12.98 | Labour | 0 | 0.0000
311167 | 18th Floor Waterproofing Att. Terrace/ Dry balcony-W1-2BHK-( | Sq.Ft | 1491.7800 | 1491.7800 | 4109 | Brick Bat Coba W/P | Sq.Ft | 1491.7800 | 30.68 | 132.001.001.002.006.025.002. | 30.68 | Labour | 0 | 0.0000
311130 | 19th Floor Waterproofing Toilet W/P Work-W1-(Sq.Ft) | Sq.Ft | 1252.0000 | 1252.0000 | 12486 | Bond Coat | Sq.Ft | 1043.0000 | 12.98 | 132.001.001.002.006.026.001. | 12.98 | Labour | 0 | 0.0000
311168 | 19th Floor Waterproofing Att. Terrace/ Dry balcony-W1-2BHK-( | Sq.Ft | 1491.7800 | 1491.7800 | 12486 | Bond Coat | Sq.Ft | 1032.3118 | 12.98 | 132.001.001.002.006.026.002. | 12.98 | Labour | 0 | 0.0000
311168 | 19th Floor Waterproofing Att. Terrace/ Dry balcony-W1-2BHK-( | Sq.Ft | 1491.7800 | 1491.7800 | 4109 | Brick Bat Coba W/P | Sq.Ft | 1491.7800 | 30.68 | 132.001.001.002.006.026.002. | 30.68 | Labour | 0 | 0.0000
311131 | 20th Floor Waterproofing Toilet W/P Work-W1-(Sq.Ft) | Sq.Ft | 1252.0000 | 1252.0000 | 12486 | Bond Coat | Sq.Ft | 1043.0000 | 12.98 | 132.001.001.002.006.027.001. | 12.98 | Labour | 0 | 0.0000
311169 | 20th Floor Waterproofing Att. Terrace/ Dry balcony-W1-2BHK-( | Sq.Ft | 1491.7800 | 1491.7800 | 12486 | Bond Coat | Sq.Ft | 1032.3118 | 12.98 | 132.001.001.002.006.027.002. | 12.98 | Labour | 0 | 0.0000
311169 | 20th Floor Waterproofing Att. Terrace/ Dry balcony-W1-2BHK-( | Sq.Ft | 1491.7800 | 1491.7800 | 4109 | Brick Bat Coba W/P | Sq.Ft | 1491.7800 | 30.68 | 132.001.001.002.006.027.002. | 30.68 | Labour | 0 | 0.0000
311132 | 21st Floor Waterproofing Toilet W/P Work-W1-(Sq.Ft) | Sq.Ft | 1252.0000 | 1252.0000 | 12486 | Bond Coat | Sq.Ft | 1043.0000 | 12.98 | 132.001.001.002.006.028.001. | 12.98 | Labour | 0 | 0.0000
311170 | 21st Floor Waterproofing Att. Terrace/ Dry balcony-W1-2BHK-( | Sq.Ft | 1491.7800 | 1491.7800 | 12486 | Bond Coat | Sq.Ft | 1032.3118 | 12.98 | 132.001.001.002.006.028.002. | 12.98 | Labour | 0 | 0.0000
311170 | 21st Floor Waterproofing Att. Terrace/ Dry balcony-W1-2BHK-( | Sq.Ft | 1491.7800 | 1491.7800 | 4109 | Brick Bat Coba W/P | Sq.Ft | 1491.7800 | 30.68 | 132.001.001.002.006.028.002. | 30.68 | Labour | 0 | 0.0000
311133 | 22nd Floor Waterproofing Toilet W/P Work-W1-(Sq.Ft) | Sq.Ft | 1165.0000 | 1165.0000 | 12486 | Bond Coat | Sq.Ft | 965.0000 | 12.98 | 132.001.001.002.006.029.001. | 12.98 | Labour | 0 | 0.0000
311171 | 22nd Floor Waterproofing Att. Terrace/ Dry balcony-W1-2BHK-( | Sq.Ft | 1317.7300 | 1317.7300 | 12486 | Bond Coat | Sq.Ft | 911.8692 | 12.98 | 132.001.001.002.006.029.002. | 12.98 | Labour | 0 | 0.0000
311171 | 22nd Floor Waterproofing Att. Terrace/ Dry balcony-W1-2BHK-( | Sq.Ft | 1317.7300 | 1317.7300 | 4109 | Brick Bat Coba W/P | Sq.Ft | 1317.7300 | 30.68 | 132.001.001.002.006.029.002. | 30.68 | Labour | 0 | 0.0000
311182 | 22nd Floor Waterproofing Terrace Slab W/P- W1 | Sq.Ft | 197.6300 | 197.6300 | 4109 | Brick Bat Coba W/P | Sq.Ft | 379.4300 | 30.68 | 132.001.001.002.006.029.003. | 30.68 | Labour | 0 | 0.0000
311134 | 23th Floor Waterproofing Toilet W/P Work-W1-(Sq.Ft) | Sq.Ft | 1252.0000 | 1252.0000 | 12486 | Bond Coat | Sq.Ft | 1043.0000 | 12.98 | 132.001.001.002.006.030.001. | 12.98 | Labour | 0 | 0.0000
311172 | 23th Floor Waterproofing Att. Terrace/ Dry balcony-W1-2BHK-( | Sq.Ft | 1491.7800 | 1491.7800 | 12486 | Bond Coat | Sq.Ft | 1032.3118 | 12.98 | 132.001.001.002.006.030.002. | 12.98 | Labour | 0 | 0.0000
311172 | 23th Floor Waterproofing Att. Terrace/ Dry balcony-W1-2BHK-( | Sq.Ft | 1491.7800 | 1491.7800 | 4109 | Brick Bat Coba W/P | Sq.Ft | 1491.7800 | 30.68 | 132.001.001.002.006.030.002. | 30.68 | Labour | 0 | 0.0000
311135 | 24th Floor Waterproofing Toilet W/P Work-W1-(Sq.Ft) | Sq.Ft | 1252.0000 | 1252.0000 | 12486 | Bond Coat | Sq.Ft | 1043.0000 | 12.98 | 132.001.001.002.006.031.001. | 12.98 | Labour | 0 | 0.0000
311173 | 24th Floor Waterproofing Att. Terrace/ Dry balcony-W1-2BHK-( | Sq.Ft | 1491.7800 | 1491.7800 | 12486 | Bond Coat | Sq.Ft | 1032.3118 | 12.98 | 132.001.001.002.006.031.002. | 12.98 | Labour | 0 | 0.0000
311173 | 24th Floor Waterproofing Att. Terrace/ Dry balcony-W1-2BHK-( | Sq.Ft | 1491.7800 | 1491.7800 | 4109 | Brick Bat Coba W/P | Sq.Ft | 1491.7800 | 30.68 | 132.001.001.002.006.031.002. | 30.68 | Labour | 0 | 0.0000
311136 | 25th Floor Waterproofing Toilet W/P Work-W1-(Sq.Ft) | Sq.Ft | 1252.0000 | 1252.0000 | 12486 | Bond Coat | Sq.Ft | 1043.0000 | 12.98 | 132.001.001.002.006.032.001. | 12.98 | Labour | 0 | 0.0000
311174 | 25th Floor Waterproofing Att. Terrace/ Dry balcony-W1-2BHK-( | Sq.Ft | 1491.7800 | 1491.7800 | 12486 | Bond Coat | Sq.Ft | 1032.3118 | 12.98 | 132.001.001.002.006.032.002. | 12.98 | Labour | 0 | 0.0000
311174 | 25th Floor Waterproofing Att. Terrace/ Dry balcony-W1-2BHK-( | Sq.Ft | 1491.7800 | 1491.7800 | 4109 | Brick Bat Coba W/P | Sq.Ft | 1491.7800 | 30.68 | 132.001.001.002.006.032.002. | 30.68 | Labour | 0 | 0.0000
311137 | 26th Floor Waterproofing Toilet W/P Work-W1-(Sq.Ft) | Sq.Ft | 1252.0000 | 1252.0000 | 12486 | Bond Coat | Sq.Ft | 1043.0000 | 12.98 | 132.001.001.002.006.033.001. | 12.98 | Labour | 0 | 0.0000
311175 | 26th Floor Waterproofing Att. Terrace/ Dry balcony-W1-2BHK-( | Sq.Ft | 1491.7800 | 1491.7800 | 12486 | Bond Coat | Sq.Ft | 1032.3118 | 12.98 | 132.001.001.002.006.033.002. | 12.98 | Labour | 0 | 0.0000
311175 | 26th Floor Waterproofing Att. Terrace/ Dry balcony-W1-2BHK-( | Sq.Ft | 1491.7800 | 1491.7800 | 4109 | Brick Bat Coba W/P | Sq.Ft | 1491.7800 | 30.68 | 132.001.001.002.006.033.002. | 30.68 | Labour | 0 | 0.0000
311138 | 27th Floor Waterproofing Toilet W/P Work-W1-(Sq.Ft) | Sq.Ft | 933.0000 | 933.0000 | 12486 | Bond Coat | Sq.Ft | 777.0000 | 12.98 | 132.001.001.002.006.034.001. | 12.98 | Labour | 0 | 0.0000
311176 | 27th Floor Waterproofing Att. Terrace/ Dry balcony-W1-2BHK-( | Sq.Ft | 1416.3300 | 1416.3300 | 12486 | Bond Coat | Sq.Ft | 980.1004 | 12.98 | 132.001.001.002.006.034.002. | 12.98 | Labour | 0 | 0.0000
311176 | 27th Floor Waterproofing Att. Terrace/ Dry balcony-W1-2BHK-( | Sq.Ft | 1416.3300 | 1416.3300 | 4109 | Brick Bat Coba W/P | Sq.Ft | 1416.3300 | 30.68 | 132.001.001.002.006.034.002. | 30.68 | Labour | 0 | 0.0000
311183 | 27th Floor Waterproofing Terrace Slab W/P- W1 | Sq.Ft | 197.6300 | 197.6300 | 4109 | Brick Bat Coba W/P | Sq.Ft | 379.4300 | 30.68 | 132.001.001.002.006.034.003. | 30.68 | Labour | 0 | 0.0000
311139 | 28th Floor Waterproofing Toilet W/P Work-W1-(Sq.Ft) | Sq.Ft | 765.0000 | 765.0000 | 12486 | Bond Coat | Sq.Ft | 606.0000 | 12.98 | 132.001.001.002.006.035.001. | 12.98 | Labour | 0 | 0.0000
311177 | 28th Floor Waterproofing Att. Terrace/ Dry balcony-W1-2BHK-( | Sq.Ft | 2145.8000 | 2145.8000 | 12486 | Bond Coat | Sq.Ft | 1484.8936 | 12.98 | 132.001.001.002.006.035.002. | 12.98 | Labour | 0 | 0.0000
311177 | 28th Floor Waterproofing Att. Terrace/ Dry balcony-W1-2BHK-( | Sq.Ft | 2145.8000 | 2145.8000 | 4109 | Brick Bat Coba W/P | Sq.Ft | 2145.8000 | 30.68 | 132.001.001.002.006.035.002. | 30.68 | Labour | 0 | 0.0000
311184 | 28th Floor Waterproofing Terrace Slab W/P- W1 | Sq.Ft | 1571.0700 | 1571.0700 | 4109 | Brick Bat Coba W/P | Sq.Ft | 2365.1700 | 30.68 | 132.001.001.002.006.035.003. | 30.68 | Labour | 0 | 0.0000
311185 | Terrace Floor Waterproofing Terrace Slab W/P- W1 | Sq.Ft | 1519.2700 | 1519.2700 | 4109 | Brick Bat Coba W/P | Sq.Ft | 20848.0000 | 30.68 | 132.001.001.002.006.037.001. | 30.68 | Labour | 0 | 0.0000
311187 | OHWT Top Slab- W1 | Sq.Ft | 1550.7800 | 1550.7800 | 12486 | Bond Coat | Sq.Ft | 2568.0000 | 12.98 | 132.001.001.002.006.039.001. | 12.98 | Labour | 0 | 0.0000
311187 | OHWT Top Slab- W1 | Sq.Ft | 1550.7800 | 1550.7800 | 4109 | Brick Bat Coba W/P | Sq.Ft | 1169.7534 | 30.68 | 132.001.001.002.006.039.001. | 30.68 | Labour | 0 | 0.0000
311188 | OHWT W/P-W1 | Sq.Ft | 2568.1000 | 2568.1000 | 12486 | Bond Coat | Sq.Ft | 1813.8490 | 12.98 | 132.001.001.002.006.039.002. | 12.98 | Labour | 0 | 0.0000
311215 | Garden Floor Waterproofing | Sq.Ft | 364.6800 | 364.6800 | 4109 | Brick Bat Coba W/P | Sq.Ft | 364.6800 | 30.68 | 132.001.001.002.006.042.001. | 30.68 | Labour | 0 | 0.0000
307007 | 3rd / Podium Floor Internal Fire Hydrant System | Per Project | 0.0000 | 0.0000 | 13013 | S & I Hose Pipe With CRCA Cabinet | No. | 1.0000 | 11828.32 | 132.001.001.005.003.010.001. | 11828.32 | Labour | 0 | 0.0000
307007 | 3rd / Podium Floor Internal Fire Hydrant System | Per Project | 0.0000 | 0.0000 | 14011 | S&I Fire Hose of Braided Rubber 20mm | No. | 1.0000 | 7600.38 | 132.001.001.005.003.010.001. | 7600.38 | Labour | 167 | 0.1800 | C+S GST 18% I/P RD
307007 | 3rd / Podium Floor Internal Fire Hydrant System | Per Project | 0.0000 | 0.0000 | 12519 | S.S Landing Valve | No. | 1.0000 | 5299.38 | 132.001.001.005.003.010.001. | 5299.38 | Labour | 167 | 36.0000 | C+S GST 18% I/P RD
307008 | 3rd / Podium Floor Internal Fire Sprinkler System | Per Project | 0.0000 | 0.0000 | 9631 | S & I Butterfly Valve 40mm dia | No. | 6.0000 | 2247.9 | 132.001.001.005.003.010.002. | 2247.9 | Labour | 0 | 0.0000
307008 | 3rd / Podium Floor Internal Fire Sprinkler System | Per Project | 0.0000 | 0.0000 | 9637 | S & I Butterfly Valve 50mm dia | No. | 5.0000 | 2623.14 | 132.001.001.005.003.010.002. | 2623.14 | Labour | 0 | 0.0000
307008 | 3rd / Podium Floor Internal Fire Sprinkler System | Per Project | 0.0000 | 0.0000 | 9628 | S & I Butterfly Valve 80mm dia | No. | 1.0000 | 2997.2 | 132.001.001.005.003.010.002. | 2997.2 | Labour | 0 | 0.0000
307008 | 3rd / Podium Floor Internal Fire Sprinkler System | Per Project | 0.0000 | 0.0000 | 12291 | S & I Vane Type Water flow switch | No. | 1.0000 | 3799.6 | 132.001.001.005.003.010.002. | 3799.6 | Labour | 0 | 0.0000
301366 | Fire Alarm System S&I FAS System | Job | 0.0000 | 0.0000 | 13112 | Addressable Combined Sounder and Strobe | No. | 70.0000 | 5605.65 | 132.001.001.005.003.011.001. | 5605.65 | Labour | 167 | 12.6000 | C+S GST 18% I/P RD
301366 | Fire Alarm System S&I FAS System | Job | 0.0000 | 0.0000 | 13111 | Addressable Semi Flush Mounting Resettable | No. | 70.0000 | 3372.1 | 132.001.001.005.003.011.001. | 3372.1 | Labour | 167 | 12.6000 | C+S GST 18% I/P RD
301366 | Fire Alarm System S&I FAS System | Job | 0.0000 | 0.0000 | 13109 | Intelligent Addressable Optical detector | No. | 1839.0000 | 2853.35 | 132.001.001.005.003.011.001. | 2853.35 | Labour | 167 | 331.0200 | C+S GST 18% I/P RD
301366 | Fire Alarm System S&I FAS System | Job | 0.0000 | 0.0000 | 13108 | Intelligent Fire Alarm Control Panel | No. | 3.0000 | 948886.38 | 132.001.001.005.003.011.001. | 948886.38 | Labour | 167 | 0.5400 | C+S GST 18% I/P RD
301366 | Fire Alarm System S&I FAS System | Job | 0.0000 | 0.0000 | 13110 | Intelligent Innovation Heat Detector | No. | 596.0000 | 2776.4 | 132.001.001.005.003.011.001. | 2776.4 | Labour | 167 | 10728.0000 | C+S GST 18% I/P RD
301366 | Fire Alarm System S&I FAS System | Job | 0.0000 | 0.0000 | 13113 | Zonal short Circuit Loop Isolator | No. | 129.0000 | 3191.9 | 132.001.001.005.003.011.001. | 3191.9 | Labour | 167 | 4644.0000 | C+S GST 18% I/P RD
301367 | Fire Alarm System Talkback System | No. | 0.0000 | 0.0000 | 13121 | S&I Fire Fighter Telephone Handset | No. | 2.0000 | 12421.86 | 132.001.001.005.003.011.002. | 12421.86 | Labour | 167 | 0.3600 | C+S GST 18% I/P RD
301369 | Fire Alarm System P.A & Fire Evacution System | Job | 0.0000 | 0.0000 | 13124 | S&I Power Amplifier | No. | 1.0000 | 47790 | 132.001.001.005.003.011.003. | 47790 | Labour | 167 | 0.1800 | C+S GST 18% I/P RD
307011 | 4th Floor Internal Fire Hydrant System | Per Project | 0.0000 | 0.0000 | 13013 | S & I Hose Pipe With CRCA Cabinet | No. | 1.0000 | 11828.32 | 132.001.001.005.003.012.001. | 11828.32 | Labour | 0 | 0.0000
307011 | 4th Floor Internal Fire Hydrant System | Per Project | 0.0000 | 0.0000 | 14011 | S&I Fire Hose of Braided Rubber 20mm | No. | 1.0000 | 7600.38 | 132.001.001.005.003.012.001. | 7600.38 | Labour | 167 | 0.1800 | C+S GST 18% I/P RD
307011 | 4th Floor Internal Fire Hydrant System | Per Project | 0.0000 | 0.0000 | 12519 | S.S Landing Valve | No. | 1.0000 | 5299.38 | 132.001.001.005.003.012.001. | 5299.38 | Labour | 167 | 36.0000 | C+S GST 18% I/P RD
307012 | 4th Floor Internal Fire Sprinkler System | Per Project | 0.0000 | 0.0000 | 9631 | S & I Butterfly Valve 40mm dia | No. | 6.0000 | 2247.9 | 132.001.001.005.003.012.002. | 2247.9 | Labour | 0 | 0.0000
307012 | 4th Floor Internal Fire Sprinkler System | Per Project | 0.0000 | 0.0000 | 9637 | S & I Butterfly Valve 50mm dia | No. | 5.0000 | 2623.14 | 132.001.001.005.003.012.002. | 2623.14 | Labour | 0 | 0.0000
307012 | 4th Floor Internal Fire Sprinkler System | Per Project | 0.0000 | 0.0000 | 9628 | S & I Butterfly Valve 80mm dia | No. | 1.0000 | 2997.2 | 132.001.001.005.003.012.002. | 2997.2 | Labour | 0 | 0.0000
307012 | 4th Floor Internal Fire Sprinkler System | Per Project | 0.0000 | 0.0000 | 12291 | S & I Vane Type Water flow switch | No. | 1.0000 | 3799.6 | 132.001.001.005.003.012.002. | 3799.6 | Labour | 0 | 0.0000
307015 | 5th Floor Internal Fire Hydrant System | Per Project | 0.0000 | 0.0000 | 13013 | S & I Hose Pipe With CRCA Cabinet | No. | 1.0000 | 11828.32 | 132.001.001.005.003.013.001. | 11828.32 | Labour | 0 | 0.0000
307015 | 5th Floor Internal Fire Hydrant System | Per Project | 0.0000 | 0.0000 | 14011 | S&I Fire Hose of Braided Rubber 20mm | No. | 1.0000 | 7600.38 | 132.001.001.005.003.013.001. | 7600.38 | Labour | 167 | 0.1800 | C+S GST 18% I/P RD
307015 | 5th Floor Internal Fire Hydrant System | Per Project | 0.0000 | 0.0000 | 12519 | S.S Landing Valve | No. | 1.0000 | 5299.38 | 132.001.001.005.003.013.001. | 5299.38 | Labour | 167 | 36.0000 | C+S GST 18% I/P RD
307016 | 5th Floor Internal Fire Sprinkler System | Per Project | 0.0000 | 0.0000 | 9631 | S & I Butterfly Valve 40mm dia | No. | 6.0000 | 2247.9 | 132.001.001.005.003.013.002. | 2247.9 | Labour | 0 | 0.0000
307016 | 5th Floor Internal Fire Sprinkler System | Per Project | 0.0000 | 0.0000 | 9637 | S & I Butterfly Valve 50mm dia | No. | 5.0000 | 2623.14 | 132.001.001.005.003.013.002. | 2623.14 | Labour | 0 | 0.0000
307016 | 5th Floor Internal Fire Sprinkler System | Per Project | 0.0000 | 0.0000 | 9628 | S & I Butterfly Valve 80mm dia | No. | 1.0000 | 2997.2 | 132.001.001.005.003.013.002. | 2997.2 | Labour | 0 | 0.0000
307016 | 5th Floor Internal Fire Sprinkler System | Per Project | 0.0000 | 0.0000 | 12291 | S & I Vane Type Water flow switch | No. | 1.0000 | 3799.6 | 132.001.001.005.003.013.002. | 3799.6 | Labour | 0 | 0.0000
307019 | 6th Floor Internal Fire Hydrant System | Per Project | 0.0000 | 0.0000 | 13013 | S & I Hose Pipe With CRCA Cabinet | No. | 1.0000 | 11828.32 | 132.001.001.005.003.014.001. | 11828.32 | Labour | 0 | 0.0000
307019 | 6th Floor Internal Fire Hydrant System | Per Project | 0.0000 | 0.0000 | 14011 | S&I Fire Hose of Braided Rubber 20mm | No. | 1.0000 | 7600.38 | 132.001.001.005.003.014.001. | 7600.38 | Labour | 167 | 0.1800 | C+S GST 18% I/P RD
307019 | 6th Floor Internal Fire Hydrant System | Per Project | 0.0000 | 0.0000 | 12519 | S.S Landing Valve | No. | 1.0000 | 5299.38 | 132.001.001.005.003.014.001. | 5299.38 | Labour | 167 | 36.0000 | C+S GST 18% I/P RD
307020 | 6th Floor Internal Fire Sprinkler System | Per Project | 0.0000 | 0.0000 | 9631 | S & I Butterfly Valve 40mm dia | No. | 6.0000 | 2247.9 | 132.001.001.005.003.014.002. | 2247.9 | Labour | 0 | 0.0000
307020 | 6th Floor Internal Fire Sprinkler System | Per Project | 0.0000 | 0.0000 | 9637 | S & I Butterfly Valve 50mm dia | No. | 5.0000 | 2623.14 | 132.001.001.005.003.014.002. | 2623.14 | Labour | 0 | 0.0000
307020 | 6th Floor Internal Fire Sprinkler System | Per Project | 0.0000 | 0.0000 | 9628 | S & I Butterfly Valve 80mm dia | No. | 1.0000 | 2997.2 | 132.001.001.005.003.014.002. | 2997.2 | Labour | 0 | 0.0000
307020 | 6th Floor Internal Fire Sprinkler System | Per Project | 0.0000 | 0.0000 | 12291 | S & I Vane Type Water flow switch | No. | 1.0000 | 3799.6 | 132.001.001.005.003.014.002. | 3799.6 | Labour | 0 | 0.0000
307023 | 7th Floor Internal Fire Hydrant System | Per Project | 0.0000 | 0.0000 | 13013 | S & I Hose Pipe With CRCA Cabinet | No. | 1.0000 | 11828.32 | 132.001.001.005.003.015.001. | 11828.32 | Labour | 0 | 0.0000
307023 | 7th Floor Internal Fire Hydrant System | Per Project | 0.0000 | 0.0000 | 14011 | S&I Fire Hose of Braided Rubber 20mm | No. | 1.0000 | 7600.38 | 132.001.001.005.003.015.001. | 7600.38 | Labour | 167 | 0.1800 | C+S GST 18% I/P RD
307023 | 7th Floor Internal Fire Hydrant System | Per Project | 0.0000 | 0.0000 | 12519 | S.S Landing Valve | No. | 1.0000 | 5299.38 | 132.001.001.005.003.015.001. | 5299.38 | Labour | 167 | 36.0000 | C+S GST 18% I/P RD
307024 | 7th Floor Internal Fire Sprinkler System | Per Project | 0.0000 | 0.0000 | 9631 | S & I Butterfly Valve 40mm dia | No. | 6.0000 | 2247.9 | 132.001.001.005.003.015.002. | 2247.9 | Labour | 0 | 0.0000
307024 | 7th Floor Internal Fire Sprinkler System | Per Project | 0.0000 | 0.0000 | 9637 | S & I Butterfly Valve 50mm dia | No. | 5.0000 | 2623.14 | 132.001.001.005.003.015.002. | 2623.14 | Labour | 0 | 0.0000
307024 | 7th Floor Internal Fire Sprinkler System | Per Project | 0.0000 | 0.0000 | 9628 | S & I Butterfly Valve 80mm dia | No. | 1.0000 | 2997.2 | 132.001.001.005.003.015.002. | 2997.2 | Labour | 0 | 0.0000
307024 | 7th Floor Internal Fire Sprinkler System | Per Project | 0.0000 | 0.0000 | 12291 | S & I Vane Type Water flow switch | No. | 1.0000 | 3799.6 | 132.001.001.005.003.015.002. | 3799.6 | Labour | 0 | 0.0000
307027 | 8th Floor Internal Fire Hydrant System | Per Project | 0.0000 | 0.0000 | 13013 | S & I Hose Pipe With CRCA Cabinet | No. | 1.0000 | 11828.32 | 132.001.001.005.003.016.001. | 11828.32 | Labour | 0 | 0.0000
307027 | 8th Floor Internal Fire Hydrant System | Per Project | 0.0000 | 0.0000 | 14011 | S&I Fire Hose of Braided Rubber 20mm | No. | 1.0000 | 7600.38 | 132.001.001.005.003.016.001. | 7600.38 | Labour | 167 | 0.1800 | C+S GST 18% I/P RD
307027 | 8th Floor Internal Fire Hydrant System | Per Project | 0.0000 | 0.0000 | 12519 | S.S Landing Valve | No. | 1.0000 | 5299.38 | 132.001.001.005.003.016.001. | 5299.38 | Labour | 167 | 36.0000 | C+S GST 18% I/P RD
307028 | 8th Floor Internal Fire Sprinkler System | Per Project | 0.0000 | 0.0000 | 9631 | S & I Butterfly Valve 40mm dia | No. | 6.0000 | 2247.9 | 132.001.001.005.003.016.002. | 2247.9 | Labour | 0 | 0.0000
307028 | 8th Floor Internal Fire Sprinkler System | Per Project | 0.0000 | 0.0000 | 9637 | S & I Butterfly Valve 50mm dia | No. | 5.0000 | 2623.14 | 132.001.001.005.003.016.002. | 2623.14 | Labour | 0 | 0.0000
307028 | 8th Floor Internal Fire Sprinkler System | Per Project | 0.0000 | 0.0000 | 9628 | S & I Butterfly Valve 80mm dia | No. | 1.0000 | 2997.2 | 132.001.001.005.003.016.002. | 2997.2 | Labour | 0 | 0.0000
307028 | 8th Floor Internal Fire Sprinkler System | Per Project | 0.0000 | 0.0000 | 12291 | S & I Vane Type Water flow switch | No. | 1.0000 | 3799.6 | 132.001.001.005.003.016.002. | 3799.6 | Labour | 0 | 0.0000
307031 | 9th Floor Internal Fire Hydrant System | Per Project | 0.0000 | 0.0000 | 13013 | S & I Hose Pipe With CRCA Cabinet | No. | 1.0000 | 11828.32 | 132.001.001.005.003.017.001. | 11828.32 | Labour | 0 | 0.0000
307031 | 9th Floor Internal Fire Hydrant System | Per Project | 0.0000 | 0.0000 | 14011 | S&I Fire Hose of Braided Rubber 20mm | No. | 1.0000 | 7600.38 | 132.001.001.005.003.017.001. | 7600.38 | Labour | 167 | 0.1800 | C+S GST 18% I/P RD
307031 | 9th Floor Internal Fire Hydrant System | Per Project | 0.0000 | 0.0000 | 12519 | S.S Landing Valve | No. | 1.0000 | 5299.38 | 132.001.001.005.003.017.001. | 5299.38 | Labour | 167 | 36.0000 | C+S GST 18% I/P RD
307032 | 9th Floor Internal Fire Sprinkler System | Per Project | 0.0000 | 0.0000 | 9631 | S & I Butterfly Valve 40mm dia | No. | 6.0000 | 2247.9 | 132.001.001.005.003.017.002. | 2247.9 | Labour | 0 | 0.0000
307032 | 9th Floor Internal Fire Sprinkler System | Per Project | 0.0000 | 0.0000 | 9637 | S & I Butterfly Valve 50mm dia | No. | 5.0000 | 2623.14 | 132.001.001.005.003.017.002. | 2623.14 | Labour | 0 | 0.0000
307032 | 9th Floor Internal Fire Sprinkler System | Per Project | 0.0000 | 0.0000 | 9628 | S & I Butterfly Valve 80mm dia | No. | 1.0000 | 2997.2 | 132.001.001.005.003.017.002. | 2997.2 | Labour | 0 | 0.0000
307032 | 9th Floor Internal Fire Sprinkler System | Per Project | 0.0000 | 0.0000 | 12291 | S & I Vane Type Water flow switch | No. | 1.0000 | 3799.6 | 132.001.001.005.003.017.002. | 3799.6 | Labour | 0 | 0.0000
307035 | 10th Floor Internal Fire Hydrant System | Per Project | 0.0000 | 0.0000 | 13013 | S & I Hose Pipe With CRCA Cabinet | No. | 1.0000 | 11828.32 | 132.001.001.005.003.018.001. | 11828.32 | Labour | 0 | 0.0000
307035 | 10th Floor Internal Fire Hydrant System | Per Project | 0.0000 | 0.0000 | 14011 | S&I Fire Hose of Braided Rubber 20mm | No. | 1.0000 | 7600.38 | 132.001.001.005.003.018.001. | 7600.38 | Labour | 167 | 0.1800 | C+S GST 18% I/P RD
307035 | 10th Floor Internal Fire Hydrant System | Per Project | 0.0000 | 0.0000 | 12519 | S.S Landing Valve | No. | 1.0000 | 5299.38 | 132.001.001.005.003.018.001. | 5299.38 | Labour | 167 | 36.0000 | C+S GST 18% I/P RD
307036 | 10th Floor Internal Fire Sprinkler System | Per Project | 0.0000 | 0.0000 | 9631 | S & I Butterfly Valve 40mm dia | No. | 6.0000 | 2247.9 | 132.001.001.005.003.018.002. | 2247.9 | Labour | 0 | 0.0000
307036 | 10th Floor Internal Fire Sprinkler System | Per Project | 0.0000 | 0.0000 | 9637 | S & I Butterfly Valve 50mm dia | No. | 5.0000 | 2623.14 | 132.001.001.005.003.018.002. | 2623.14 | Labour | 0 | 0.0000
307036 | 10th Floor Internal Fire Sprinkler System | Per Project | 0.0000 | 0.0000 | 9628 | S & I Butterfly Valve 80mm dia | No. | 1.0000 | 2997.2 | 132.001.001.005.003.018.002. | 2997.2 | Labour | 0 | 0.0000
307036 | 10th Floor Internal Fire Sprinkler System | Per Project | 0.0000 | 0.0000 | 12291 | S & I Vane Type Water flow switch | No. | 1.0000 | 3799.6 | 132.001.001.005.003.018.002. | 3799.6 | Labour | 0 | 0.0000
307039 | 11th Floor Internal Fire Hydrant System | Per Project | 0.0000 | 0.0000 | 13013 | S & I Hose Pipe With CRCA Cabinet | No. | 1.0000 | 11828.32 | 132.001.001.005.003.019.001. | 11828.32 | Labour | 0 | 0.0000
307039 | 11th Floor Internal Fire Hydrant System | Per Project | 0.0000 | 0.0000 | 14011 | S&I Fire Hose of Braided Rubber 20mm | No. | 1.0000 | 7600.38 | 132.001.001.005.003.019.001. | 7600.38 | Labour | 167 | 0.1800 | C+S GST 18% I/P RD
307039 | 11th Floor Internal Fire Hydrant System | Per Project | 0.0000 | 0.0000 | 12519 | S.S Landing Valve | No. | 1.0000 | 5299.38 | 132.001.001.005.003.019.001. | 5299.38 | Labour | 167 | 36.0000 | C+S GST 18% I/P RD
307040 | 11th Floor Internal Fire Sprinkler System | Per Project | 0.0000 | 0.0000 | 9631 | S & I Butterfly Valve 40mm dia | No. | 6.0000 | 2247.9 | 132.001.001.005.003.019.002. | 2247.9 | Labour | 0 | 0.0000
307040 | 11th Floor Internal Fire Sprinkler System | Per Project | 0.0000 | 0.0000 | 9637 | S & I Butterfly Valve 50mm dia | No. | 5.0000 | 2623.14 | 132.001.001.005.003.019.002. | 2623.14 | Labour | 0 | 0.0000
307040 | 11th Floor Internal Fire Sprinkler System | Per Project | 0.0000 | 0.0000 | 9628 | S & I Butterfly Valve 80mm dia | No. | 1.0000 | 2997.2 | 132.001.001.005.003.019.002. | 2997.2 | Labour | 0 | 0.0000
307040 | 11th Floor Internal Fire Sprinkler System | Per Project | 0.0000 | 0.0000 | 12291 | S & I Vane Type Water flow switch | No. | 1.0000 | 3799.6 | 132.001.001.005.003.019.002. | 3799.6 | Labour | 0 | 0.0000
307043 | 12th Floor Internal Fire Hydrant System | Per Project | 0.0000 | 0.0000 | 13013 | S & I Hose Pipe With CRCA Cabinet | No. | 1.0000 | 11828.32 | 132.001.001.005.003.020.001. | 11828.32 | Labour | 0 | 0.0000
307043 | 12th Floor Internal Fire Hydrant System | Per Project | 0.0000 | 0.0000 | 14011 | S&I Fire Hose of Braided Rubber 20mm | No. | 1.0000 | 7600.38 | 132.001.001.005.003.020.001. | 7600.38 | Labour | 167 | 0.1800 | C+S GST 18% I/P RD
307043 | 12th Floor Internal Fire Hydrant System | Per Project | 0.0000 | 0.0000 | 12519 | S.S Landing Valve | No. | 1.0000 | 5299.38 | 132.001.001.005.003.020.001. | 5299.38 | Labour | 167 | 36.0000 | C+S GST 18% I/P RD
307044 | 12th Floor Internal Fire Sprinkler System | Per Project | 0.0000 | 0.0000 | 9631 | S & I Butterfly Valve 40mm dia | No. | 6.0000 | 2247.9 | 132.001.001.005.003.020.002. | 2247.9 | Labour | 0 | 0.0000
307044 | 12th Floor Internal Fire Sprinkler System | Per Project | 0.0000 | 0.0000 | 9637 | S & I Butterfly Valve 50mm dia | No. | 5.0000 | 2623.14 | 132.001.001.005.003.020.002. | 2623.14 | Labour | 0 | 0.0000
307044 | 12th Floor Internal Fire Sprinkler System | Per Project | 0.0000 | 0.0000 | 9628 | S & I Butterfly Valve 80mm dia | No. | 1.0000 | 2997.2 | 132.001.001.005.003.020.002. | 2997.2 | Labour | 0 | 0.0000
307044 | 12th Floor Internal Fire Sprinkler System | Per Project | 0.0000 | 0.0000 | 12291 | S & I Vane Type Water flow switch | No. | 1.0000 | 3799.6 | 132.001.001.005.003.020.002. | 3799.6 | Labour | 0 | 0.0000
307047 | 13th Floor Internal Fire Hydrant System | Per Project | 0.0000 | 0.0000 | 13013 | S & I Hose Pipe With CRCA Cabinet | No. | 1.0000 | 11828.32 | 132.001.001.005.003.021.001. | 11828.32 | Labour | 0 | 0.0000
307047 | 13th Floor Internal Fire Hydrant System | Per Project | 0.0000 | 0.0000 | 14011 | S&I Fire Hose of Braided Rubber 20mm | No. | 1.0000 | 7600.38 | 132.001.001.005.003.021.001. | 7600.38 | Labour | 167 | 0.1800 | C+S GST 18% I/P RD
307047 | 13th Floor Internal Fire Hydrant System | Per Project | 0.0000 | 0.0000 | 12519 | S.S Landing Valve | No. | 1.0000 | 5299.38 | 132.001.001.005.003.021.001. | 5299.38 | Labour | 167 | 36.0000 | C+S GST 18% I/P RD
307048 | 13th Floor Internal Fire Sprinkler System | Per Project | 0.0000 | 0.0000 | 9631 | S & I Butterfly Valve 40mm dia | No. | 6.0000 | 2247.9 | 132.001.001.005.003.021.002. | 2247.9 | Labour | 0 | 0.0000
307048 | 13th Floor Internal Fire Sprinkler System | Per Project | 0.0000 | 0.0000 | 9637 | S & I Butterfly Valve 50mm dia | No. | 5.0000 | 2623.14 | 132.001.001.005.003.021.002. | 2623.14 | Labour | 0 | 0.0000
307048 | 13th Floor Internal Fire Sprinkler System | Per Project | 0.0000 | 0.0000 | 9628 | S & I Butterfly Valve 80mm dia | No. | 1.0000 | 2997.2 | 132.001.001.005.003.021.002. | 2997.2 | Labour | 0 | 0.0000
307048 | 13th Floor Internal Fire Sprinkler System | Per Project | 0.0000 | 0.0000 | 12291 | S & I Vane Type Water flow switch | No. | 1.0000 | 3799.6 | 132.001.001.005.003.021.002. | 3799.6 | Labour | 0 | 0.0000
307051 | 14th Floor Internal Fire Hydrant System | Per Project | 0.0000 | 0.0000 | 13013 | S & I Hose Pipe With CRCA Cabinet | No. | 1.0000 | 11828.32 | 132.001.001.005.003.022.001. | 11828.32 | Labour | 0 | 0.0000
307051 | 14th Floor Internal Fire Hydrant System | Per Project | 0.0000 | 0.0000 | 14011 | S&I Fire Hose of Braided Rubber 20mm | No. | 1.0000 | 7600.38 | 132.001.001.005.003.022.001. | 7600.38 | Labour | 167 | 0.1800 | C+S GST 18% I/P RD
307051 | 14th Floor Internal Fire Hydrant System | Per Project | 0.0000 | 0.0000 | 12519 | S.S Landing Valve | No. | 1.0000 | 5299.38 | 132.001.001.005.003.022.001. | 5299.38 | Labour | 167 | 36.0000 | C+S GST 18% I/P RD
307052 | 14th Floor Internal Fire Sprinkler System | Per Project | 0.0000 | 0.0000 | 9631 | S & I Butterfly Valve 40mm dia | No. | 6.0000 | 2247.9 | 132.001.001.005.003.022.002. | 2247.9 | Labour | 0 | 0.0000
307052 | 14th Floor Internal Fire Sprinkler System | Per Project | 0.0000 | 0.0000 | 9637 | S & I Butterfly Valve 50mm dia | No. | 5.0000 | 2623.14 | 132.001.001.005.003.022.002. | 2623.14 | Labour | 0 | 0.0000
307052 | 14th Floor Internal Fire Sprinkler System | Per Project | 0.0000 | 0.0000 | 9628 | S & I Butterfly Valve 80mm dia | No. | 1.0000 | 2997.2 | 132.001.001.005.003.022.002. | 2997.2 | Labour | 0 | 0.0000
307052 | 14th Floor Internal Fire Sprinkler System | Per Project | 0.0000 | 0.0000 | 12291 | S & I Vane Type Water flow switch | No. | 1.0000 | 3799.6 | 132.001.001.005.003.022.002. | 3799.6 | Labour | 0 | 0.0000
307055 | 15th Floor Internal Fire Hydrant System | Per Project | 0.0000 | 0.0000 | 13013 | S & I Hose Pipe With CRCA Cabinet | No. | 1.0000 | 11828.32 | 132.001.001.005.003.023.001. | 11828.32 | Labour | 0 | 0.0000
307055 | 15th Floor Internal Fire Hydrant System | Per Project | 0.0000 | 0.0000 | 14011 | S&I Fire Hose of Braided Rubber 20mm | No. | 1.0000 | 7600.38 | 132.001.001.005.003.023.001. | 7600.38 | Labour | 167 | 0.1800 | C+S GST 18% I/P RD
307055 | 15th Floor Internal Fire Hydrant System | Per Project | 0.0000 | 0.0000 | 12519 | S.S Landing Valve | No. | 1.0000 | 5299.38 | 132.001.001.005.003.023.001. | 5299.38 | Labour | 167 | 36.0000 | C+S GST 18% I/P RD
307056 | 15th Floor Internal Fire Sprinkler System | Per Project | 0.0000 | 0.0000 | 9631 | S & I Butterfly Valve 40mm dia | No. | 6.0000 | 2247.9 | 132.001.001.005.003.023.002. | 2247.9 | Labour | 0 | 0.0000
307056 | 15th Floor Internal Fire Sprinkler System | Per Project | 0.0000 | 0.0000 | 9637 | S & I Butterfly Valve 50mm dia | No. | 5.0000 | 2623.14 | 132.001.001.005.003.023.002. | 2623.14 | Labour | 0 | 0.0000
307056 | 15th Floor Internal Fire Sprinkler System | Per Project | 0.0000 | 0.0000 | 9628 | S & I Butterfly Valve 80mm dia | No. | 1.0000 | 2997.2 | 132.001.001.005.003.023.002. | 2997.2 | Labour | 0 | 0.0000
307056 | 15th Floor Internal Fire Sprinkler System | Per Project | 0.0000 | 0.0000 | 12291 | S & I Vane Type Water flow switch | No. | 1.0000 | 3799.6 | 132.001.001.005.003.023.002. | 3799.6 | Labour | 0 | 0.0000
307059 | 16th Floor Internal Fire Hydrant System | Per Project | 0.0000 | 0.0000 | 13013 | S & I Hose Pipe With CRCA Cabinet | No. | 1.0000 | 11828.32 | 132.001.001.005.003.024.001. | 11828.32 | Labour | 0 | 0.0000
307059 | 16th Floor Internal Fire Hydrant System | Per Project | 0.0000 | 0.0000 | 14011 | S&I Fire Hose of Braided Rubber 20mm | No. | 1.0000 | 7600.38 | 132.001.001.005.003.024.001. | 7600.38 | Labour | 167 | 0.1800 | C+S GST 18% I/P RD
307059 | 16th Floor Internal Fire Hydrant System | Per Project | 0.0000 | 0.0000 | 12519 | S.S Landing Valve | No. | 1.0000 | 5299.38 | 132.001.001.005.003.024.001. | 5299.38 | Labour | 167 | 36.0000 | C+S GST 18% I/P RD
307060 | 16th Floor Internal Fire Sprinkler System | Per Project | 0.0000 | 0.0000 | 9631 | S & I Butterfly Valve 40mm dia | No. | 6.0000 | 2247.9 | 132.001.001.005.003.024.002. | 2247.9 | Labour | 0 | 0.0000
307060 | 16th Floor Internal Fire Sprinkler System | Per Project | 0.0000 | 0.0000 | 9637 | S & I Butterfly Valve 50mm dia | No. | 5.0000 | 2623.14 | 132.001.001.005.003.024.002. | 2623.14 | Labour | 0 | 0.0000
307060 | 16th Floor Internal Fire Sprinkler System | Per Project | 0.0000 | 0.0000 | 9628 | S & I Butterfly Valve 80mm dia | No. | 1.0000 | 2997.2 | 132.001.001.005.003.024.002. | 2997.2 | Labour | 0 | 0.0000
307060 | 16th Floor Internal Fire Sprinkler System | Per Project | 0.0000 | 0.0000 | 12291 | S & I Vane Type Water flow switch | No. | 1.0000 | 3799.6 | 132.001.001.005.003.024.002. | 3799.6 | Labour | 0 | 0.0000
307063 | 17th Floor Internal Fire Hydrant System | Per Project | 0.0000 | 0.0000 | 13013 | S & I Hose Pipe With CRCA Cabinet | No. | 1.0000 | 11828.32 | 132.001.001.005.003.025.001. | 11828.32 | Labour | 0 | 0.0000
307063 | 17th Floor Internal Fire Hydrant System | Per Project | 0.0000 | 0.0000 | 14011 | S&I Fire Hose of Braided Rubber 20mm | No. | 1.0000 | 7600.38 | 132.001.001.005.003.025.001. | 7600.38 | Labour | 167 | 0.1800 | C+S GST 18% I/P RD
307063 | 17th Floor Internal Fire Hydrant System | Per Project | 0.0000 | 0.0000 | 12519 | S.S Landing Valve | No. | 1.0000 | 5299.38 | 132.001.001.005.003.025.001. | 5299.38 | Labour | 167 | 36.0000 | C+S GST 18% I/P RD
307064 | 17th Floor Internal Fire Sprinkler System | Per Project | 0.0000 | 0.0000 | 9631 | S & I Butterfly Valve 40mm dia | No. | 6.0000 | 2247.9 | 132.001.001.005.003.025.002. | 2247.9 | Labour | 0 | 0.0000
307064 | 17th Floor Internal Fire Sprinkler System | Per Project | 0.0000 | 0.0000 | 9637 | S & I Butterfly Valve 50mm dia | No. | 5.0000 | 2623.14 | 132.001.001.005.003.025.002. | 2623.14 | Labour | 0 | 0.0000
307064 | 17th Floor Internal Fire Sprinkler System | Per Project | 0.0000 | 0.0000 | 9628 | S & I Butterfly Valve 80mm dia | No. | 1.0000 | 2997.2 | 132.001.001.005.003.025.002. | 2997.2 | Labour | 0 | 0.0000
307064 | 17th Floor Internal Fire Sprinkler System | Per Project | 0.0000 | 0.0000 | 12291 | S & I Vane Type Water flow switch | No. | 1.0000 | 3799.6 | 132.001.001.005.003.025.002. | 3799.6 | Labour | 0 | 0.0000
307067 | 18th Floor Internal Fire Hydrant System | Per Project | 0.0000 | 0.0000 | 13013 | S & I Hose Pipe With CRCA Cabinet | No. | 1.0000 | 11828.32 | 132.001.001.005.003.026.001. | 11828.32 | Labour | 0 | 0.0000
307067 | 18th Floor Internal Fire Hydrant System | Per Project | 0.0000 | 0.0000 | 14011 | S&I Fire Hose of Braided Rubber 20mm | No. | 1.0000 | 7600.38 | 132.001.001.005.003.026.001. | 7600.38 | Labour | 167 | 0.1800 | C+S GST 18% I/P RD
307067 | 18th Floor Internal Fire Hydrant System | Per Project | 0.0000 | 0.0000 | 12519 | S.S Landing Valve | No. | 1.0000 | 5299.38 | 132.001.001.005.003.026.001. | 5299.38 | Labour | 167 | 36.0000 | C+S GST 18% I/P RD
307068 | 18th Floor Internal Sprinkler System | Per Project | 0.0000 | 0.0000 | 9631 | S & I Butterfly Valve 40mm dia | No. | 6.0000 | 2247.9 | 132.001.001.005.003.026.002. | 2247.9 | Labour | 0 | 0.0000
307068 | 18th Floor Internal Sprinkler System | Per Project | 0.0000 | 0.0000 | 9637 | S & I Butterfly Valve 50mm dia | No. | 5.0000 | 2623.14 | 132.001.001.005.003.026.002. | 2623.14 | Labour | 0 | 0.0000
307068 | 18th Floor Internal Sprinkler System | Per Project | 0.0000 | 0.0000 | 9628 | S & I Butterfly Valve 80mm dia | No. | 1.0000 | 2997.2 | 132.001.001.005.003.026.002. | 2997.2 | Labour | 0 | 0.0000
307068 | 18th Floor Internal Sprinkler System | Per Project | 0.0000 | 0.0000 | 12291 | S & I Vane Type Water flow switch | No. | 1.0000 | 3799.6 | 132.001.001.005.003.026.002. | 3799.6 | Labour | 0 | 0.0000
307071 | 19th Floor Internal Fire Hydrant System | Per Project | 0.0000 | 0.0000 | 13013 | S & I Hose Pipe With CRCA Cabinet | No. | 1.0000 | 11828.32 | 132.001.001.005.003.027.001. | 11828.32 | Labour | 0 | 0.0000
307071 | 19th Floor Internal Fire Hydrant System | Per Project | 0.0000 | 0.0000 | 14011 | S&I Fire Hose of Braided Rubber 20mm | No. | 1.0000 | 7600.38 | 132.001.001.005.003.027.001. | 7600.38 | Labour | 167 | 0.1800 | C+S GST 18% I/P RD
307071 | 19th Floor Internal Fire Hydrant System | Per Project | 0.0000 | 0.0000 | 12519 | S.S Landing Valve | No. | 1.0000 | 5299.38 | 132.001.001.005.003.027.001. | 5299.38 | Labour | 167 | 36.0000 | C+S GST 18% I/P RD
307072 | 19th Floor Internal Fire Sprinkler System | Per Project | 0.0000 | 0.0000 | 9631 | S & I Butterfly Valve 40mm dia | No. | 6.0000 | 2247.9 | 132.001.001.005.003.027.002. | 2247.9 | Labour | 0 | 0.0000
307072 | 19th Floor Internal Fire Sprinkler System | Per Project | 0.0000 | 0.0000 | 9637 | S & I Butterfly Valve 50mm dia | No. | 5.0000 | 2623.14 | 132.001.001.005.003.027.002. | 2623.14 | Labour | 0 | 0.0000
307072 | 19th Floor Internal Fire Sprinkler System | Per Project | 0.0000 | 0.0000 | 9628 | S & I Butterfly Valve 80mm dia | No. | 1.0000 | 2997.2 | 132.001.001.005.003.027.002. | 2997.2 | Labour | 0 | 0.0000
307072 | 19th Floor Internal Fire Sprinkler System | Per Project | 0.0000 | 0.0000 | 12291 | S & I Vane Type Water flow switch | No. | 1.0000 | 3799.6 | 132.001.001.005.003.027.002. | 3799.6 | Labour | 0 | 0.0000
307075 | 20th Floor Internal Fire Hydrant System | Per Project | 0.0000 | 0.0000 | 13013 | S & I Hose Pipe With CRCA Cabinet | No. | 1.0000 | 11828.32 | 132.001.001.005.003.028.001. | 11828.32 | Labour | 0 | 0.0000
307075 | 20th Floor Internal Fire Hydrant System | Per Project | 0.0000 | 0.0000 | 14011 | S&I Fire Hose of Braided Rubber 20mm | No. | 1.0000 | 7600.38 | 132.001.001.005.003.028.001. | 7600.38 | Labour | 167 | 0.1800 | C+S GST 18% I/P RD
307075 | 20th Floor Internal Fire Hydrant System | Per Project | 0.0000 | 0.0000 | 12519 | S.S Landing Valve | No. | 1.0000 | 5299.38 | 132.001.001.005.003.028.001. | 5299.38 | Labour | 167 | 36.0000 | C+S GST 18% I/P RD
307076 | 20th Floor Internal Fire Sprinkler System | Per Project | 0.0000 | 0.0000 | 9631 | S & I Butterfly Valve 40mm dia | No. | 6.0000 | 2247.9 | 132.001.001.005.003.028.002. | 2247.9 | Labour | 0 | 0.0000
307076 | 20th Floor Internal Fire Sprinkler System | Per Project | 0.0000 | 0.0000 | 9637 | S & I Butterfly Valve 50mm dia | No. | 5.0000 | 2623.14 | 132.001.001.005.003.028.002. | 2623.14 | Labour | 0 | 0.0000
307076 | 20th Floor Internal Fire Sprinkler System | Per Project | 0.0000 | 0.0000 | 9628 | S & I Butterfly Valve 80mm dia | No. | 1.0000 | 2997.2 | 132.001.001.005.003.028.002. | 2997.2 | Labour | 0 | 0.0000
307076 | 20th Floor Internal Fire Sprinkler System | Per Project | 0.0000 | 0.0000 | 12291 | S & I Vane Type Water flow switch | No. | 1.0000 | 3799.6 | 132.001.001.005.003.028.002. | 3799.6 | Labour | 0 | 0.0000
307079 | 21st Floor Internal Fire Hydrant System | Per Project | 0.0000 | 0.0000 | 13013 | S & I Hose Pipe With CRCA Cabinet | No. | 1.0000 | 11828.32 | 132.001.001.005.003.029.001. | 11828.32 | Labour | 0 | 0.0000
307079 | 21st Floor Internal Fire Hydrant System | Per Project | 0.0000 | 0.0000 | 14011 | S&I Fire Hose of Braided Rubber 20mm | No. | 1.0000 | 7600.38 | 132.001.001.005.003.029.001. | 7600.38 | Labour | 167 | 0.1800 | C+S GST 18% I/P RD
307079 | 21st Floor Internal Fire Hydrant System | Per Project | 0.0000 | 0.0000 | 12519 | S.S Landing Valve | No. | 1.0000 | 5299.38 | 132.001.001.005.003.029.001. | 5299.38 | Labour | 167 | 36.0000 | C+S GST 18% I/P RD
307080 | 21st Floor Internal Fire Sprinkler System | Per Project | 0.0000 | 0.0000 | 9631 | S & I Butterfly Valve 40mm dia | No. | 6.0000 | 2247.9 | 132.001.001.005.003.029.002. | 2247.9 | Labour | 0 | 0.0000
307080 | 21st Floor Internal Fire Sprinkler System | Per Project | 0.0000 | 0.0000 | 9637 | S & I Butterfly Valve 50mm dia | No. | 5.0000 | 2623.14 | 132.001.001.005.003.029.002. | 2623.14 | Labour | 0 | 0.0000
307080 | 21st Floor Internal Fire Sprinkler System | Per Project | 0.0000 | 0.0000 | 9628 | S & I Butterfly Valve 80mm dia | No. | 1.0000 | 2997.2 | 132.001.001.005.003.029.002. | 2997.2 | Labour | 0 | 0.0000
307080 | 21st Floor Internal Fire Sprinkler System | Per Project | 0.0000 | 0.0000 | 12291 | S & I Vane Type Water flow switch | No. | 1.0000 | 3799.6 | 132.001.001.005.003.029.002. | 3799.6 | Labour | 0 | 0.0000
307083 | 22nd Floor Internal Fire Hydrant System | Per Project | 0.0000 | 0.0000 | 13013 | S & I Hose Pipe With CRCA Cabinet | No. | 1.0000 | 11828.32 | 132.001.001.005.003.030.001. | 11828.32 | Labour | 0 | 0.0000
307083 | 22nd Floor Internal Fire Hydrant System | Per Project | 0.0000 | 0.0000 | 14011 | S&I Fire Hose of Braided Rubber 20mm | No. | 1.0000 | 7600.38 | 132.001.001.005.003.030.001. | 7600.38 | Labour | 167 | 0.1800 | C+S GST 18% I/P RD
307083 | 22nd Floor Internal Fire Hydrant System | Per Project | 0.0000 | 0.0000 | 12519 | S.S Landing Valve | No. | 1.0000 | 5299.38 | 132.001.001.005.003.030.001. | 5299.38 | Labour | 167 | 36.0000 | C+S GST 18% I/P RD
307084 | 22nd Floor Internal Fire Sprinkler System | Per Project | 0.0000 | 0.0000 | 9631 | S & I Butterfly Valve 40mm dia | No. | 6.0000 | 2247.9 | 132.001.001.005.003.030.002. | 2247.9 | Labour | 0 | 0.0000
307084 | 22nd Floor Internal Fire Sprinkler System | Per Project | 0.0000 | 0.0000 | 9637 | S & I Butterfly Valve 50mm dia | No. | 5.0000 | 2623.14 | 132.001.001.005.003.030.002. | 2623.14 | Labour | 0 | 0.0000
307084 | 22nd Floor Internal Fire Sprinkler System | Per Project | 0.0000 | 0.0000 | 9628 | S & I Butterfly Valve 80mm dia | No. | 1.0000 | 2997.2 | 132.001.001.005.003.030.002. | 2997.2 | Labour | 0 | 0.0000
307084 | 22nd Floor Internal Fire Sprinkler System | Per Project | 0.0000 | 0.0000 | 12291 | S & I Vane Type Water flow switch | No. | 1.0000 | 3799.6 | 132.001.001.005.003.030.002. | 3799.6 | Labour | 0 | 0.0000
307087 | 23rd Floor Internal Fire Hydrant System | Per Project | 0.0000 | 0.0000 | 13013 | S & I Hose Pipe With CRCA Cabinet | No. | 1.0000 | 11828.32 | 132.001.001.005.003.031.001. | 11828.32 | Labour | 0 | 0.0000
307087 | 23rd Floor Internal Fire Hydrant System | Per Project | 0.0000 | 0.0000 | 14011 | S&I Fire Hose of Braided Rubber 20mm | No. | 1.0000 | 7600.38 | 132.001.001.005.003.031.001. | 7600.38 | Labour | 167 | 0.1800 | C+S GST 18% I/P RD
307087 | 23rd Floor Internal Fire Hydrant System | Per Project | 0.0000 | 0.0000 | 12519 | S.S Landing Valve | No. | 1.0000 | 5299.38 | 132.001.001.005.003.031.001. | 5299.38 | Labour | 167 | 36.0000 | C+S GST 18% I/P RD
307088 | 23rd Floor Internal Fire Sprinkler System | Per Project | 0.0000 | 0.0000 | 9631 | S & I Butterfly Valve 40mm dia | No. | 6.0000 | 2247.9 | 132.001.001.005.003.031.002. | 2247.9 | Labour | 0 | 0.0000
307088 | 23rd Floor Internal Fire Sprinkler System | Per Project | 0.0000 | 0.0000 | 9637 | S & I Butterfly Valve 50mm dia | No. | 5.0000 | 2623.14 | 132.001.001.005.003.031.002. | 2623.14 | Labour | 0 | 0.0000
307088 | 23rd Floor Internal Fire Sprinkler System | Per Project | 0.0000 | 0.0000 | 9628 | S & I Butterfly Valve 80mm dia | No. | 1.0000 | 2997.2 | 132.001.001.005.003.031.002. | 2997.2 | Labour | 0 | 0.0000
307088 | 23rd Floor Internal Fire Sprinkler System | Per Project | 0.0000 | 0.0000 | 12291 | S & I Vane Type Water flow switch | No. | 1.0000 | 3799.6 | 132.001.001.005.003.031.002. | 3799.6 | Labour | 0 | 0.0000
307115 | 24th Floor Internal Fire Hydrant System | Per Project | 0.0000 | 0.0000 | 13013 | S & I Hose Pipe With CRCA Cabinet | No. | 1.0000 | 11828.32 | 132.001.001.005.003.032.001. | 11828.32 | Labour | 0 | 0.0000
307115 | 24th Floor Internal Fire Hydrant System | Per Project | 0.0000 | 0.0000 | 14011 | S&I Fire Hose of Braided Rubber 20mm | No. | 1.0000 | 7600.38 | 132.001.001.005.003.032.001. | 7600.38 | Labour | 167 | 0.1800 | C+S GST 18% I/P RD
307115 | 24th Floor Internal Fire Hydrant System | Per Project | 0.0000 | 0.0000 | 12519 | S.S Landing Valve | No. | 1.0000 | 5299.38 | 132.001.001.005.003.032.001. | 5299.38 | Labour | 167 | 36.0000 | C+S GST 18% I/P RD
307116 | 24th Floor Internal Fire Sprinkler System | Per Project | 0.0000 | 0.0000 | 9631 | S & I Butterfly Valve 40mm dia | No. | 6.0000 | 2247.9 | 132.001.001.005.003.032.002. | 2247.9 | Labour | 0 | 0.0000
307116 | 24th Floor Internal Fire Sprinkler System | Per Project | 0.0000 | 0.0000 | 9637 | S & I Butterfly Valve 50mm dia | No. | 5.0000 | 2623.14 | 132.001.001.005.003.032.002. | 2623.14 | Labour | 0 | 0.0000
307116 | 24th Floor Internal Fire Sprinkler System | Per Project | 0.0000 | 0.0000 | 9628 | S & I Butterfly Valve 80mm dia | No. | 1.0000 | 2997.2 | 132.001.001.005.003.032.002. | 2997.2 | Labour | 0 | 0.0000
307116 | 24th Floor Internal Fire Sprinkler System | Per Project | 0.0000 | 0.0000 | 12291 | S & I Vane Type Water flow switch | No. | 1.0000 | 3799.6 | 132.001.001.005.003.032.002. | 3799.6 | Labour | 0 | 0.0000
307091 | 25th Floor Internal Fire Hydrant System | Per Project | 0.0000 | 0.0000 | 13013 | S & I Hose Pipe With CRCA Cabinet | No. | 1.0000 | 11828.32 | 132.001.001.005.003.033.001. | 11828.32 | Labour | 0 | 0.0000
307091 | 25th Floor Internal Fire Hydrant System | Per Project | 0.0000 | 0.0000 | 14011 | S&I Fire Hose of Braided Rubber 20mm | No. | 1.0000 | 7600.38 | 132.001.001.005.003.033.001. | 7600.38 | Labour | 167 | 0.1800 | C+S GST 18% I/P RD
307091 | 25th Floor Internal Fire Hydrant System | Per Project | 0.0000 | 0.0000 | 12519 | S.S Landing Valve | No. | 1.0000 | 5299.38 | 132.001.001.005.003.033.001. | 5299.38 | Labour | 167 | 36.0000 | C+S GST 18% I/P RD
307092 | 25th Floor Internal Fire Sprinkler System | Per Project | 0.0000 | 0.0000 | 9631 | S & I Butterfly Valve 40mm dia | No. | 6.0000 | 2247.9 | 132.001.001.005.003.033.002. | 2247.9 | Labour | 0 | 0.0000
307092 | 25th Floor Internal Fire Sprinkler System | Per Project | 0.0000 | 0.0000 | 9637 | S & I Butterfly Valve 50mm dia | No. | 5.0000 | 2623.14 | 132.001.001.005.003.033.002. | 2623.14 | Labour | 0 | 0.0000
307092 | 25th Floor Internal Fire Sprinkler System | Per Project | 0.0000 | 0.0000 | 9628 | S & I Butterfly Valve 80mm dia | No. | 1.0000 | 2997.2 | 132.001.001.005.003.033.002. | 2997.2 | Labour | 0 | 0.0000
307092 | 25th Floor Internal Fire Sprinkler System | Per Project | 0.0000 | 0.0000 | 12291 | S & I Vane Type Water flow switch | No. | 1.0000 | 3799.6 | 132.001.001.005.003.033.002. | 3799.6 | Labour | 0 | 0.0000
307095 | 26th Floor Internal Fire Hydrant System | Per Project | 0.0000 | 0.0000 | 13013 | S & I Hose Pipe With CRCA Cabinet | No. | 1.0000 | 11828.32 | 132.001.001.005.003.034.001. | 11828.32 | Labour | 0 | 0.0000
307095 | 26th Floor Internal Fire Hydrant System | Per Project | 0.0000 | 0.0000 | 14011 | S&I Fire Hose of Braided Rubber 20mm | No. | 1.0000 | 7600.38 | 132.001.001.005.003.034.001. | 7600.38 | Labour | 167 | 0.1800 | C+S GST 18% I/P RD
307095 | 26th Floor Internal Fire Hydrant System | Per Project | 0.0000 | 0.0000 | 12519 | S.S Landing Valve | No. | 1.0000 | 5299.38 | 132.001.001.005.003.034.001. | 5299.38 | Labour | 167 | 36.0000 | C+S GST 18% I/P RD
307096 | 26th Floor Internal Sprinkler System | Per Project | 0.0000 | 0.0000 | 9631 | S & I Butterfly Valve 40mm dia | No. | 6.0000 | 2247.9 | 132.001.001.005.003.034.002. | 2247.9 | Labour | 0 | 0.0000
307096 | 26th Floor Internal Sprinkler System | Per Project | 0.0000 | 0.0000 | 9637 | S & I Butterfly Valve 50mm dia | No. | 5.0000 | 2623.14 | 132.001.001.005.003.034.002. | 2623.14 | Labour | 0 | 0.0000
307096 | 26th Floor Internal Sprinkler System | Per Project | 0.0000 | 0.0000 | 9628 | S & I Butterfly Valve 80mm dia | No. | 1.0000 | 2997.2 | 132.001.001.005.003.034.002. | 2997.2 | Labour | 0 | 0.0000
307096 | 26th Floor Internal Sprinkler System | Per Project | 0.0000 | 0.0000 | 12291 | S & I Vane Type Water flow switch | No. | 1.0000 | 3799.6 | 132.001.001.005.003.034.002. | 3799.6 | Labour | 0 | 0.0000
307099 | 27th Floor Internal Fire Hydrant System | Per Project | 0.0000 | 0.0000 | 13013 | S & I Hose Pipe With CRCA Cabinet | No. | 1.0000 | 11828.32 | 132.001.001.005.003.035.001. | 11828.32 | Labour | 0 | 0.0000
307099 | 27th Floor Internal Fire Hydrant System | Per Project | 0.0000 | 0.0000 | 14011 | S&I Fire Hose of Braided Rubber 20mm | No. | 1.0000 | 7600.38 | 132.001.001.005.003.035.001. | 7600.38 | Labour | 167 | 0.1800 | C+S GST 18% I/P RD
307099 | 27th Floor Internal Fire Hydrant System | Per Project | 0.0000 | 0.0000 | 12519 | S.S Landing Valve | No. | 1.0000 | 5299.38 | 132.001.001.005.003.035.001. | 5299.38 | Labour | 167 | 36.0000 | C+S GST 18% I/P RD
307100 | 27th Floor Internal Sprinkler System | Per Project | 0.0000 | 0.0000 | 9631 | S & I Butterfly Valve 40mm dia | No. | 4.0000 | 2247.9 | 132.001.001.005.003.035.002. | 2247.9 | Labour | 0 | 0.0000
307100 | 27th Floor Internal Sprinkler System | Per Project | 0.0000 | 0.0000 | 9637 | S & I Butterfly Valve 50mm dia | No. | 15.0000 | 2623.14 | 132.001.001.005.003.035.002. | 2623.14 | Labour | 0 | 0.0000
307100 | 27th Floor Internal Sprinkler System | Per Project | 0.0000 | 0.0000 | 9628 | S & I Butterfly Valve 80mm dia | No. | 2.0000 | 2997.2 | 132.001.001.005.003.035.002. | 2997.2 | Labour | 0 | 0.0000
307100 | 27th Floor Internal Sprinkler System | Per Project | 0.0000 | 0.0000 | 12291 | S & I Vane Type Water flow switch | No. | 2.0000 | 3799.6 | 132.001.001.005.003.035.002. | 3799.6 | Labour | 0 | 0.0000
307111 | Terrace Floor Internal Fire Hydrant System | Per Project | 0.0000 | 0.0000 | 13013 | S & I Hose Pipe With CRCA Cabinet | No. | 1.0000 | 11828.32 | 132.001.001.005.003.038.001. | 11828.32 | Labour | 0 | 0.0000
307111 | Terrace Floor Internal Fire Hydrant System | Per Project | 0.0000 | 0.0000 | 13206 | S & I of CI Horizotal Y-Type Strainer 100mm | No. | 2.0000 | 9312.56 | 132.001.001.005.003.038.001. | 9312.56 | Labour | 167 | 180.0000 | C+S GST 18% I/P RD
307111 | Terrace Floor Internal Fire Hydrant System | Per Project | 0.0000 | 0.0000 | 14011 | S&I Fire Hose of Braided Rubber 20mm | No. | 1.0000 | 7600.38 | 132.001.001.005.003.038.001. | 7600.38 | Labour | 167 | 0.1800 | C+S GST 18% I/P RD
307111 | Terrace Floor Internal Fire Hydrant System | Per Project | 0.0000 | 0.0000 | 12519 | S.S Landing Valve | No. | 1.0000 | 5299.38 | 132.001.001.005.003.038.001. | 5299.38 | Labour | 167 | 36.0000 | C+S GST 18% I/P RD
307112 | Terrace Floor Internal Sprinkler System | Per Project | 0.0000 | 0.0000 | 9631 | S & I Butterfly Valve 40mm dia | No. | 6.0000 | 2247.9 | 132.001.001.005.003.038.002. | 2247.9 | Labour | 0 | 0.0000
307112 | Terrace Floor Internal Sprinkler System | Per Project | 0.0000 | 0.0000 | 9637 | S & I Butterfly Valve 50mm dia | No. | 5.0000 | 2623.14 | 132.001.001.005.003.038.002. | 2623.14 | Labour | 0 | 0.0000
307112 | Terrace Floor Internal Sprinkler System | Per Project | 0.0000 | 0.0000 | 9628 | S & I Butterfly Valve 80mm dia | No. | 1.0000 | 2997.2 | 132.001.001.005.003.038.002. | 2997.2 | Labour | 0 | 0.0000
307112 | Terrace Floor Internal Sprinkler System | Per Project | 0.0000 | 0.0000 | 12291 | S & I Vane Type Water flow switch | No. | 1.0000 | 3799.6 | 132.001.001.005.003.038.002. | 3799.6 | Labour | 0 | 0.0000
269494 | Plant & Machinery Work | Per Project | 0.0000 | 0.0000 | 15225 | Hyva | Day | 2.0000 | 5900 | 132.001.001.007.001. | 5900 | Labour | 0 | 0.0000
269494 | Plant & Machinery Work | Per Project | 0.0000 | 0.0000 | 4117 | Repairing Charges | Job | 1.0000 | 17700 | 132.001.001.007.001. | 17700 | Labour | 0 | 0.0000
269494 | Plant & Machinery Work | Per Project | 0.0000 | 0.0000 | 15226 | Trailler Rent | No. | 1.0000 | 11800 | 132.001.001.007.001. | 11800 | Labour | 0 | 0.0000
301364 | Staircase Pressurization Work | Per Project | 0.0000 | 0.0000 | 13549 | S&I Of Electrical Panel | No. | 1.0000 | 1048784 | 132.001.001.007.004.001. | 1048784 | Labour | 167 | 0.9000 | C+S GST 18% I/P RD
282827 | Tower Crane | Per Project | 1.0000 | 1.0000 | 10026 | Errection of Tower Crane | No. | 1.0000 | 68440 | 132.001.001.007.007.001. | 68440 | Labour | 0 | 0.0000
314770 | Security guard ( June to Nov 2025 ) | No. | 0.0000 | 0.0000 | 9990 | Security Supervisor. | No. | 12.0000 | 30090 | 132.001.001.008.002.002. | 30090 | Labour | 0 | 0.0000
286197 | Project QA/QC Work | Per Project | 0.0000 | 0.0000 | 10015 | Calibration with Certificate | No. | 1.0000 | 19470 | 132.001.001.008.005.002. | 19470 | Labour | 0 | 0.0000
286197 | Project QA/QC Work | Per Project | 0.0000 | 0.0000 | 10097 | Concrete Mix Design | No. | 2.0000 | 17700 | 132.001.001.008.005.002. | 17700 | Labour | 0 | 0.0000
286197 | Project QA/QC Work | Per Project | 0.0000 | 0.0000 | 2511 | Material Testing For Mix Design | No. | 1.0000 | 4425 | 132.001.001.008.005.002. | 4425 | Labour | 0 | 0.0000
286197 | Project QA/QC Work | Per Project | 0.0000 | 0.0000 | 6531 | Pumpable Concrete Mix Design M30 Grade | No. | 2.0000 | 8850 | 132.001.001.008.005.002. | 8850 | Labour | 0 | 0.0000
286197 | Project QA/QC Work | Per Project | 0.0000 | 0.0000 | 9408 | Safety Audit | Job | 12.0000 | 16520 | 132.001.001.008.005.002. | 16520 | Labour | 0 | 0.0000
280678 | Common/Departmental Work | Per Project | 0.0000 | 0.0000 | 11623 | Departmental Work | Job | 6.0000 | 65520 | 132.001.001.008.010.001. | 65520 | Labour | 195 | 0.0000 | ZERO 0%
286695 | Labour Camp Civil Work | Per Project | 0.0000 | 0.0000 | 13972 | Brickwork & Plaster | Job | 2.0000 | 8673 | 132.001.001.008.012.002. | 8673 | Labour | 167 | 0.3600 | C+S GST 18% I/P RD
287001 | Labour Camp Fabrication Work | Per Project | 0.0000 | 0.0000 | 8663 | G.I. Sheet Removing | Sq.Ft | 27907.0000 | 5.5 | 132.001.001.008.012.003. | 5.5 | Labour | 167 | 25116.3000 | C+S GST 18% I/P RD
287001 | Labour Camp Fabrication Work | Per Project | 0.0000 | 0.0000 | 11133 | P/F of MS Fabricated Labour Hutment | No. | 22.0000 | 590000 | 132.001.001.008.012.003. | 590000 | Labour | 167 | 118140.0000 | C+S GST 18% I/P RD
294604 | Labour Camp Housekeeping Work | Per Project | 0.0000 | 0.0000 | 6244 | Wet & Dry Garbage Collection | Month | 18.0000 | 11110.88 | 132.001.001.008.012.005. | 11110.88 | Labour | 0 | 0.0000
294605 | Labour Camp Security Work | Per Project | 0.0000 | 0.0000 | 9970 | Security Guard. | Month | 120.0000 | 35370.5 | 132.001.001.008.012.006. | 35370.5 | Labour | 0 | 0.0000
294605 | Labour Camp Security Work | Per Project | 0.0000 | 0.0000 | 9990 | Security Supervisor. | No. | 8.0000 | 24780 | 132.001.001.008.012.006. | 24780 | Labour | 0 | 0.0000
294605 | Labour Camp Security Work | Per Project | 0.0000 | 0.0000 | 4196 | Supervisor | Month | 62.0000 | 32855.63 | 132.001.001.008.012.006. | 32855.63 | Labour | 0 | 0.0000
291007 | Office & Store Making | Per Project | 1.0000 | 1.0000 | 7383 | GI Sheet Fixing | Sq.Ft | 340.0000 | 11 | 132.001.001.008.014.001. | 11 | Labour | 0 | 0.0000
294595 | Pest Control Work | Per Project | 0.0000 | 0.0000 | 5326 | Pest Control | No. | 13.0000 | 28320 | 132.001.001.008.015.001. | 28320 | Labour | 0 | 0.0000
295313 | Labour Camp Pest Control | Per Project | 0.0000 | 0.0000 | 5326 | Pest Control | No. | 10.0000 | 12663.09 | 132.001.001.008.015.002. | 12663.09 | Labour | 0 | 0.0000
295831 | Project Electrical Work | Per Project | 0.0000 | 0.0000 | 12446 | Electrical Labour | No. | 6.0000 | 184478.25 | 132.001.001.008.016.001. | 184478.25 | Labour | 167 | 1.0800 | C+S GST 18% I/P RD
295831 | Project Electrical Work | Per Project | 0.0000 | 0.0000 | 11882 | Supervision Charge | Job | 6.0000 | 35400 | 132.001.001.008.016.001. | 35400 | Labour | 0 | 0.0000
298508 | Godown Making Work | Per Project | 0.0000 | 0.0000 | 8663 | G.I. Sheet Removing | Sq.Ft | 8856.0000 | 5.5 | 132.001.001.008.018.001. | 5.5 | Labour | 167 | 0.0000 | C+S GST 18% I/P RD
298508 | Godown Making Work | Per Project | 0.0000 | 0.0000 | 7383 | GI Sheet Fixing | Sq.Ft | 10501.0000 | 11 | 132.001.001.008.018.001. | 11 | Labour | 0 | 0.0000
298593 | Project Fabrication Work | Per Project | 0.0000 | 0.0000 | 8663 | G.I. Sheet Removing | Sq.Ft | 1920.0000 | 5.5 | 132.001.001.008.018.002. | 5.5 | Labour | 167 | 0.0000 | C+S GST 18% I/P RD
298593 | Project Fabrication Work | Per Project | 0.0000 | 0.0000 | 14677 | Garbage Chute Fixing | R.Ft | 327.0000 | 550 | 132.001.001.008.018.002. | 550 | Labour | 0 | 0.0000
307761 | OWC Fabrication Shed removing | Per Project | 1.0000 | 1.0000 | 8663 | G.I. Sheet Removing | Sq.Ft | 1196.0000 | 5.5 | 132.001.001.008.018.003. | 5.5 | Labour | 167 | 0.0000 | C+S GST 18% I/P RD
310371 | PMC Road Widening Work | Per Project | 0.0000 | 0.0000 | 7124 | Bucket | Hour | 8.5000 | 953.73 | 132.001.001.009.001.002.002. | 953.73 | Labour | 0 | 0.0000
310371 | PMC Road Widening Work | Per Project | 0.0000 | 0.0000 | 2156 | Roller | Day | 1.0000 | 7500 | 132.001.001.009.001.002.002. | 7500 | Labour | 0 | 0.0000
275191 | Fabrication Work | Per Project | 0.0000 | 0.0000 | 9207 | Fabrication Work | Job | 1.0000 | 15000 | 132.001.001.009.002.001. | 15000 | Labour | 167 | 5.0000 | C+S GST 18% I/P RD
291444 | Debris Shifting Work | Per Project | 0.0000 | 0.0000 | 7124 | Bucket | Hour | 47.5000 | 953.73 | 132.001.001.009.003. | 953.73 | Labour | 0 | 0.0000
312864 | Old OWC Machine | Kgs | 0.0000 | 0.0000 | 7873 | Control panel | No. | 1.0000 | 37452.02 | 132.001.001.009.010.002. | 37452.02 | Labour | 0 | 270.0000
312864 | Old OWC Machine | Kgs | 0.0000 | 0.0000 | 3447 | Labour Charges | No. | 2.0000 | 2510.9 | 132.001.001.009.010.002. | 2510.9 | Labour | 0 | 0.0000
312864 | Old OWC Machine | Kgs | 0.0000 | 0.0000 | 8837 | Motor Repairing work | No. | 1.0000 | 7532.7 | 132.001.001.009.010.002. | 7532.7 | Labour | 0 | 0.0000
281790 | Aluform Shuttering Refurbishment | Sq.Mt | 6915.0000 | 6915.0000 | 8787 | Acid Wash | lumsum | 1.0000 | 35400 | 132.001.001.010.001. | 35400 | Labour | 0 | 0.0000
150225 | Project W5 - Corporation Expenses | Per Project | 0.0000 | 0.0000 | 13131 | Ancillary Charges | Job | 1.0000 | 155492745 | 132.001.002.001.001. | 155492745 | Labour | 0 | 0.0000
150225 | Project W5 - Corporation Expenses | Per Project | 0.0000 | 0.0000 | 11928 | Corporation Sanctioning Expences | Rupees | 30672568.0000 | 1 | 132.001.002.001.001. | 1 | Labour | 0 | 0.0000
279657 | CSR Activity | Per Project | 0.0000 | 0.0000 | 12164 | Meal | Job | 9.0000 | 42000 | 132.001.002.002.002. | 42000 | Labour | 0 | 0.0000