## Sheet1
Project :- BRAMHACORP THE COLLECTION - RESIDENTIAL W5+W6 | Project :- BRAMHACORP THE COLLECTION - RESIDENTIAL W5+W6 | Project :- BRAMHACORP THE COLLECTION - RESIDENTIAL W5+W6 | Project :- BRAMHACORP THE COLLECTION - RESIDENTIAL W5+W6 | Project :- BRAMHACORP THE COLLECTION - RESIDENTIAL W5+W6 | Project :- BRAMHACORP THE COLLECTION - RESIDENTIAL W5+W6 | Project :- BRAMHACORP THE COLLECTION - RESIDENTIAL W5+W6 | Project :- BRAMHACORP THE COLLECTION - RESIDENTIAL W5+W6 | Project :- BRAMHACORP THE COLLECTION - RESIDENTIAL W5+W6 | Project :- BRAMHACORP THE COLLECTION - RESIDENTIAL W5+W6 | Project :- BRAMHACORP THE COLLECTION - RESIDENTIAL W5+W6 | Project :- BRAMHACORP THE COLLECTION - RESIDENTIAL W5+W6 | Project :- BRAMHACORP THE COLLECTION - RESIDENTIAL W5+W6 | Project :- BRAMHACORP THE COLLECTION - RESIDENTIAL W5+W6 | Project :- BRAMHACORP THE COLLECTION - RESIDENTIAL W5+W6 | Project :- BRAMHACORP THE COLLECTION - RESIDENTIAL W5+W6
Selected Group :- The Collection - Residential W5+W6 | Selected Group :- The Collection - Residential W5+W6 | Selected Group :- The Collection - Residential W5+W6 | Selected Group :- The Collection - Residential W5+W6 | Selected Group :- The Collection - Residential W5+W6 | Selected Group :- The Collection - Residential W5+W6 | Selected Group :- The Collection - Residential W5+W6 | Selected Group :- The Collection - Residential W5+W6 | Selected Group :- The Collection - Residential W5+W6 | Selected Group :- The Collection - Residential W5+W6 | Selected Group :- The Collection - Residential W5+W6 | Selected Group :- The Collection - Residential W5+W6 | Selected Group :- The Collection - Residential W5+W6 | Selected Group :- The Collection - Residential W5+W6 | Selected Group :- The Collection - Residential W5+W6 | Selected Group :- The Collection - Residential W5+W6
Material/Labour Qty | Material/Labour Qty | Material/Labour Qty | Material/Labour Qty | Material/Labour Qty | Material/Labour Qty | Material/Labour Qty | Material/Labour Qty | Material/Labour Qty | Material/Labour Qty | Material/Labour Qty | Material/Labour Qty | Material/Labour Qty | Material/Labour Qty | Material/Labour Qty | Material/Labour Qty
Taskno | TASKNM | Unit_Name | VOLOFWORK | volofworklab | Material_No | ML_Name | ML_Unit | Qty_Required | Price_expected | Tree_Id | PriceExpected_Basic | Type | Tax_Scheme_Id | Tax_Amt | Tax_Scheme_Name
294517 | Basement 4 Floor Blockwork AAC Brick work 9" | Sq.Ft | 0.0000 | 0.0000 | 7138 | Brick work 9" | Sq.Ft | 0.0000 | 23.0000 | 132.001.001.002.003.001.003. | 23.0000 | Labour | 195 | 0.0000 | ZERO 0%
294521 | Basement 3 Floor Blockwork AAC Brick work 9" | Sq.Ft | 406.0560 | 0.0000 | 7138 | Brick work 9" | Sq.Ft | 406.0560 | 23.0000 | 132.001.001.002.003.002.003. | 23.0000 | Labour | 195 | 0.0000 | ZERO 0%
294525 | Basement 2 Floor Blockwork AAC Brick work 9" | Sq.Ft | 379.7050 | 0.0000 | 7138 | Brick work 9" | Sq.Ft | 379.7050 | 23.0000 | 132.001.001.002.003.003.003. | 23.0000 | Labour | 195 | 0.0000 | ZERO 0%
294529 | Basement 1 Floor Blockwork AAC Brick work 9" | Sq.Ft | 379.7050 | 0.0000 | 7138 | Brick work 9" | Sq.Ft | 379.7050 | 23.0000 | 132.001.001.002.003.004.003. | 23.0000 | Labour | 195 | 0.0000 | ZERO 0%
294591 | Lower Ground Floor Blockwork AAC Brick work 9" | Sq.Ft | 379.7100 | 0.0000 | 7138 | Brick work 9" | Sq.Ft | 379.7100 | 23.0000 | 132.001.001.002.003.005.004. | 23.0000 | Labour | 195 | 0.0000 | ZERO 0%
310427 | Ground Floor Blockwork AAC Brick work 9" | Sq.Ft | 416.4500 | 416.4500 | 7138 | Brick work 9" | Sq.Ft | 416.4500 | 23.0000 | 132.001.001.002.003.006.004. | 23.0000 | Labour | 195 | 0.0000 | ZERO 0%
310432 | P1 Floor Blockwork AAC Brick work 9" | Sq.Ft | 1176.1000 | 1176.1000 | 7138 | Brick work 9" | Sq.Ft | 1176.1000 | 23.0000 | 132.001.001.002.003.007.004. | 23.0000 | Labour | 195 | 0.0000 | ZERO 0%
310437 | P2 Floor Blockwork AAC Brick work 9" | Sq.Ft | 826.9800 | 826.9800 | 7138 | Brick work 9" | Sq.Ft | 826.9800 | 23.0000 | 132.001.001.002.003.008.004. | 23.0000 | Labour | 195 | 0.0000 | ZERO 0%
310442 | P3 Floor Blockwork AAC Brick work 9" | Sq.Ft | 933.9300 | 933.9300 | 7138 | Brick work 9" | Sq.Ft | 933.9300 | 23.0000 | 132.001.001.002.003.009.004. | 23.0000 | Labour | 195 | 0.0000 | ZERO 0%
310447 | 3rd Floor Blockwork AAC Brick work 9" | Sq.Ft | 933.9300 | 933.9300 | 7138 | Brick work 9" | Sq.Ft | 933.9300 | 23.0000 | 132.001.001.002.003.010.004. | 23.0000 | Labour | 195 | 0.0000 | ZERO 0%
310883 | 4th Floor Blockwork AAC Brick work 9" | Sq.Ft | 1702.4700 | 1702.4700 | 7138 | Brick work 9" | Sq.Ft | 1702.4700 | 23.0000 | 132.001.001.002.003.011.004. | 23.0000 | Labour | 195 | 0.0000 | ZERO 0%
310888 | 5th Floor Blockwork AAC Brick work 9" | Sq.Ft | 1331.7200 | 1331.7200 | 7138 | Brick work 9" | Sq.Ft | 0.0000 | 23.0000 | 132.001.001.002.003.012.004. | 23.0000 | Labour | 195 | 0.0000 | ZERO 0%
310893 | 6th Floor Blockwork AAC Brick work 9" | Sq.Ft | 190.6300 | 190.6300 | 7138 | Brick work 9" | Sq.Ft | 0.0000 | 23.0000 | 132.001.001.002.003.013.004. | 23.0000 | Labour | 195 | 0.0000 | ZERO 0%
310898 | 7th Floor Blockwork AAC Brick work 9" | Sq.Ft | 190.6300 | 190.6300 | 7138 | Brick work 9" | Sq.Ft | 0.0000 | 23.0000 | 132.001.001.002.003.014.004. | 23.0000 | Labour | 195 | 0.0000 | ZERO 0%
310903 | 8th Floor Blockwork AAC Brick work 9" | Sq.Ft | 190.6300 | 190.6300 | 7138 | Brick work 9" | Sq.Ft | 0.0000 | 23.0000 | 132.001.001.002.003.015.004. | 23.0000 | Labour | 195 | 0.0000 | ZERO 0%
310908 | 9th Floor Blockwork AAC Brick work 9" | Sq.Ft | 190.6300 | 190.6300 | 7138 | Brick work 9" | Sq.Ft | 0.0000 | 23.0000 | 132.001.001.002.003.016.004. | 23.0000 | Labour | 195 | 0.0000 | ZERO 0%
310913 | 10th Floor Blockwork AAC Brick work 9" | Sq.Ft | 190.6300 | 190.6300 | 7138 | Brick work 9" | Sq.Ft | 0.0000 | 23.0000 | 132.001.001.002.003.017.004. | 23.0000 | Labour | 195 | 0.0000 | ZERO 0%
310945 | 11th Floor Blockwork AAC Brick work 9" | Sq.Ft | 0.0000 | 0.0000 | 7138 | Brick work 9" | Sq.Ft | 0.0000 | 23.0000 | 132.001.001.002.003.018.004. | 23.0000 | Labour | 195 | 0.0000 | ZERO 0%
310950 | 12th Floor Blockwork AAC Brick work 9" | Sq.Ft | 0.0000 | 0.0000 | 7138 | Brick work 9" | Sq.Ft | 0.0000 | 23.0000 | 132.001.001.002.003.019.004. | 23.0000 | Labour | 195 | 0.0000 | ZERO 0%
310954 | 13th Floor Blockwork AAC Brick work 9" | Sq.Ft | 0.0000 | 0.0000 | 7138 | Brick work 9" | Sq.Ft | 0.0000 | 23.0000 | 132.001.001.002.003.020.004. | 23.0000 | Labour | 195 | 0.0000 | ZERO 0%
310958 | 14th Floor Blockwork AAC Brick work 9" | Sq.Ft | 0.0000 | 0.0000 | 7138 | Brick work 9" | Sq.Ft | 0.0000 | 23.0000 | 132.001.001.002.003.021.004. | 23.0000 | Labour | 195 | 0.0000 | ZERO 0%
310962 | 15th Floor Blockwork AAC Brick work 9" | Sq.Ft | 0.0000 | 0.0000 | 7138 | Brick work 9" | Sq.Ft | 0.0000 | 23.0000 | 132.001.001.002.003.022.004. | 23.0000 | Labour | 195 | 0.0000 | ZERO 0%
310966 | 16th Floor Blockwork AAC Brick work 9" | Sq.Ft | 0.0000 | 0.0000 | 7138 | Brick work 9" | Sq.Ft | 0.0000 | 23.0000 | 132.001.001.002.003.023.004. | 23.0000 | Labour | 195 | 0.0000 | ZERO 0%
310970 | 17th Floor Blockwork AAC Brick work 9" | Sq.Ft | 0.0000 | 0.0000 | 7138 | Brick work 9" | Sq.Ft | 0.0000 | 23.0000 | 132.001.001.002.003.024.004. | 23.0000 | Labour | 195 | 0.0000 | ZERO 0%
311038 | 19th Floor Blockwork AAC Brick work 9" | Sq.Ft | 190.6300 | 190.6300 | 7138 | Brick work 9" | Sq.Ft | 0.0000 | 23.0000 | 132.001.001.002.003.026.004. | 23.0000 | Labour | 195 | 0.0000 | ZERO 0%
311045 | 20th Floor Blockwork AAC Brick work 9" | Sq.Ft | 190.6300 | 190.6300 | 7138 | Brick work 9" | Sq.Ft | 0.0000 | 23.0000 | 132.001.001.002.003.027.004. | 23.0000 | Labour | 195 | 0.0000 | ZERO 0%
311052 | 21th Floor Blockwork AAC Brick work 9" | Sq.Ft | 190.6300 | 190.6300 | 7138 | Brick work 9" | Sq.Ft | 0.0000 | 23.0000 | 132.001.001.002.003.028.004. | 23.0000 | Labour | 195 | 0.0000 | ZERO 0%
311226 | 27th Floor Blockwork AAC Brick work 9" | Sq.Ft | 0.0000 | 0.0000 | 7138 | Brick work 9" | Sq.Ft | 0.0000 | 23.0000 | 132.001.001.002.003.029.005. | 23.0000 | Labour | 195 | 0.0000 | ZERO 0%
311242 | 28th Floor Blockwork-Penthouse AAC Brick work 9" | Sq.Ft | 859.0000 | 859.0000 | 7138 | Brick work 9" | Sq.Ft | 859.0000 | 23.0000 | 132.001.001.002.003.030.005. | 23.0000 | Labour | 195 | 0.0000 | ZERO 0%
311059 | 9th Floor Blockwork AAC Brick work 9" | Sq.Ft | 190.6300 | 190.6300 | 7138 | Brick work 9" | Sq.Ft | 190.6300 | 23.0000 | 132.001.001.002.003.035.004. | 23.0000 | Labour | 195 | 0.0000 | ZERO 0%
311066 | 23th Floor Blockwork AAC Brick work 9" | Sq.Ft | 190.6300 | 190.6300 | 7138 | Brick work 9" | Sq.Ft | 190.6300 | 23.0000 | 132.001.001.002.003.036.004. | 23.0000 | Labour | 195 | 0.0000 | ZERO 0%
311073 | 24th Floor Blockwork AAC Brick work 9" | Sq.Ft | 190.6300 | 190.6300 | 7138 | Brick work 9" | Sq.Ft | 190.6300 | 23.0000 | 132.001.001.002.003.037.004. | 23.0000 | Labour | 195 | 0.0000 | ZERO 0%
311080 | 25th Floor Blockwork AAC Brick work 9" | Sq.Ft | 190.6300 | 190.6300 | 7138 | Brick work 9" | Sq.Ft | 190.6300 | 23.0000 | 132.001.001.002.003.038.004. | 23.0000 | Labour | 195 | 0.0000 | ZERO 0%
311087 | 26th Floor Blockwork AAC Brick work 9" | Sq.Ft | 190.6300 | 190.6300 | 7138 | Brick work 9" | Sq.Ft | 190.6300 | 23.0000 | 132.001.001.002.003.039.004. | 23.0000 | Labour | 195 | 0.0000 | ZERO 0%
311249 | 28th Floor Internal Plaster Work Passage Ready Mix Internal | Sq.Ft | 769.0000 | 769.0000 | 3108 | Internal Plaster | Sq.Ft | 769.0000 | 16.5200 | 132.001.001.002.004.035.002. | 16.5200 | Labour | 0 | 0.0000
301364 | Staircase Pressurization Work | Per Project | 0.0000 | 0.0000 | 13545 | S&I Of Air Grilles With Control | No. | 58.0000 | 7418.66 | 132.001.001.007.004.001. | 7418.66 | Labour | 167 | 52.2000 | C+S GST 18% I/P RD
291451 | Crane Hiring Work | Per Project | 0.0000 | 0.0000 | 1953 | Crane | Hour | 2.0000 | 2950 | 132.001.001.007.007.002. | 2950 | Labour | 0 | 0.0000
307007 | 3rd / Podium Floor Internal Fire Hydrant System | Per Project | 0.0000 | 0.0000 | 9624 | S & I GI C Class Pipe 150mm dia | Mtrs | 6.6200 | 2815.48 | 132.001.001.005.003.010.001. | 2815.48 | Labour | 0 | 0.0000
307008 | 3rd / Podium Floor Internal Fire Sprinkler System | Per Project | 0.0000 | 0.0000 | 9624 | S & I GI C Class Pipe 150mm dia | Mtrs | 6.6000 | 2815.48 | 132.001.001.005.003.010.002. | 2815.48 | Labour | 0 | 0.0000
307011 | 4th Floor Internal Fire Hydrant System | Per Project | 0.0000 | 0.0000 | 9624 | S & I GI C Class Pipe 150mm dia | Mtrs | 6.6200 | 2815.48 | 132.001.001.005.003.012.001. | 2815.48 | Labour | 0 | 0.0000
307012 | 4th Floor Internal Fire Sprinkler System | Per Project | 0.0000 | 0.0000 | 9624 | S & I GI C Class Pipe 150mm dia | Mtrs | 6.6000 | 2815.48 | 132.001.001.005.003.012.002. | 2815.48 | Labour | 0 | 0.0000
307015 | 5th Floor Internal Fire Hydrant System | Per Project | 0.0000 | 0.0000 | 9624 | S & I GI C Class Pipe 150mm dia | Mtrs | 6.6200 | 2815.48 | 132.001.001.005.003.013.001. | 2815.48 | Labour | 0 | 0.0000
307016 | 5th Floor Internal Fire Sprinkler System | Per Project | 0.0000 | 0.0000 | 9624 | S & I GI C Class Pipe 150mm dia | Mtrs | 6.6000 | 2815.48 | 132.001.001.005.003.013.002. | 2815.48 | Labour | 0 | 0.0000
307019 | 6th Floor Internal Fire Hydrant System | Per Project | 0.0000 | 0.0000 | 9624 | S & I GI C Class Pipe 150mm dia | Mtrs | 6.6200 | 2815.48 | 132.001.001.005.003.014.001. | 2815.48 | Labour | 0 | 0.0000
307020 | 6th Floor Internal Fire Sprinkler System | Per Project | 0.0000 | 0.0000 | 9624 | S & I GI C Class Pipe 150mm dia | Mtrs | 6.6000 | 2815.48 | 132.001.001.005.003.014.002. | 2815.48 | Labour | 0 | 0.0000
307023 | 7th Floor Internal Fire Hydrant System | Per Project | 0.0000 | 0.0000 | 9624 | S & I GI C Class Pipe 150mm dia | Mtrs | 6.6200 | 2815.48 | 132.001.001.005.003.015.001. | 2815.48 | Labour | 0 | 0.0000
307024 | 7th Floor Internal Fire Sprinkler System | Per Project | 0.0000 | 0.0000 | 9624 | S & I GI C Class Pipe 150mm dia | Mtrs | 6.6000 | 2815.48 | 132.001.001.005.003.015.002. | 2815.48 | Labour | 0 | 0.0000
307027 | 8th Floor Internal Fire Hydrant System | Per Project | 0.0000 | 0.0000 | 9624 | S & I GI C Class Pipe 150mm dia | Mtrs | 6.6200 | 2815.48 | 132.001.001.005.003.016.001. | 2815.48 | Labour | 0 | 0.0000
307028 | 8th Floor Internal Fire Sprinkler System | Per Project | 0.0000 | 0.0000 | 9624 | S & I GI C Class Pipe 150mm dia | Mtrs | 6.6000 | 2815.48 | 132.001.001.005.003.016.002. | 2815.48 | Labour | 0 | 0.0000
307031 | 9th Floor Internal Fire Hydrant System | Per Project | 0.0000 | 0.0000 | 9624 | S & I GI C Class Pipe 150mm dia | Mtrs | 6.6200 | 2815.48 | 132.001.001.005.003.017.001. | 2815.48 | Labour | 0 | 0.0000
307032 | 9th Floor Internal Fire Sprinkler System | Per Project | 0.0000 | 0.0000 | 9624 | S & I GI C Class Pipe 150mm dia | Mtrs | 6.6000 | 2815.48 | 132.001.001.005.003.017.002. | 2815.48 | Labour | 0 | 0.0000
307035 | 10th Floor Internal Fire Hydrant System | Per Project | 0.0000 | 0.0000 | 9624 | S & I GI C Class Pipe 150mm dia | Mtrs | 6.6200 | 2815.48 | 132.001.001.005.003.018.001. | 2815.48 | Labour | 0 | 0.0000
307036 | 10th Floor Internal Fire Sprinkler System | Per Project | 0.0000 | 0.0000 | 9624 | S & I GI C Class Pipe 150mm dia | Mtrs | 6.6000 | 2815.48 | 132.001.001.005.003.018.002. | 2815.48 | Labour | 0 | 0.0000
307039 | 11th Floor Internal Fire Hydrant System | Per Project | 0.0000 | 0.0000 | 9624 | S & I GI C Class Pipe 150mm dia | Mtrs | 6.6200 | 2815.48 | 132.001.001.005.003.019.001. | 2815.48 | Labour | 0 | 0.0000
307040 | 11th Floor Internal Fire Sprinkler System | Per Project | 0.0000 | 0.0000 | 9624 | S & I GI C Class Pipe 150mm dia | Mtrs | 6.6000 | 2815.48 | 132.001.001.005.003.019.002. | 2815.48 | Labour | 0 | 0.0000
307043 | 12th Floor Internal Fire Hydrant System | Per Project | 0.0000 | 0.0000 | 9624 | S & I GI C Class Pipe 150mm dia | Mtrs | 6.6200 | 2815.48 | 132.001.001.005.003.020.001. | 2815.48 | Labour | 0 | 0.0000
307044 | 12th Floor Internal Fire Sprinkler System | Per Project | 0.0000 | 0.0000 | 9624 | S & I GI C Class Pipe 150mm dia | Mtrs | 6.6000 | 2815.48 | 132.001.001.005.003.020.002. | 2815.48 | Labour | 0 | 0.0000
307047 | 13th Floor Internal Fire Hydrant System | Per Project | 0.0000 | 0.0000 | 9624 | S & I GI C Class Pipe 150mm dia | Mtrs | 6.6200 | 2815.48 | 132.001.001.005.003.021.001. | 2815.48 | Labour | 0 | 0.0000
307048 | 13th Floor Internal Fire Sprinkler System | Per Project | 0.0000 | 0.0000 | 9624 | S & I GI C Class Pipe 150mm dia | Mtrs | 6.6000 | 2815.48 | 132.001.001.005.003.021.002. | 2815.48 | Labour | 0 | 0.0000
307051 | 14th Floor Internal Fire Hydrant System | Per Project | 0.0000 | 0.0000 | 9624 | S & I GI C Class Pipe 150mm dia | Mtrs | 6.6200 | 2815.48 | 132.001.001.005.003.022.001. | 2815.48 | Labour | 0 | 0.0000
307052 | 14th Floor Internal Fire Sprinkler System | Per Project | 0.0000 | 0.0000 | 9624 | S & I GI C Class Pipe 150mm dia | Mtrs | 6.6000 | 2815.48 | 132.001.001.005.003.022.002. | 2815.48 | Labour | 0 | 0.0000
307055 | 15th Floor Internal Fire Hydrant System | Per Project | 0.0000 | 0.0000 | 9624 | S & I GI C Class Pipe 150mm dia | Mtrs | 6.6200 | 2815.48 | 132.001.001.005.003.023.001. | 2815.48 | Labour | 0 | 0.0000
307056 | 15th Floor Internal Fire Sprinkler System | Per Project | 0.0000 | 0.0000 | 9624 | S & I GI C Class Pipe 150mm dia | Mtrs | 6.6000 | 2815.48 | 132.001.001.005.003.023.002. | 2815.48 | Labour | 0 | 0.0000
307059 | 16th Floor Internal Fire Hydrant System | Per Project | 0.0000 | 0.0000 | 9624 | S & I GI C Class Pipe 150mm dia | Mtrs | 6.6200 | 2815.48 | 132.001.001.005.003.024.001. | 2815.48 | Labour | 0 | 0.0000
307060 | 16th Floor Internal Fire Sprinkler System | Per Project | 0.0000 | 0.0000 | 9624 | S & I GI C Class Pipe 150mm dia | Mtrs | 6.6000 | 2815.48 | 132.001.001.005.003.024.002. | 2815.48 | Labour | 0 | 0.0000
307063 | 17th Floor Internal Fire Hydrant System | Per Project | 0.0000 | 0.0000 | 9624 | S & I GI C Class Pipe 150mm dia | Mtrs | 6.6200 | 2815.48 | 132.001.001.005.003.025.001. | 2815.48 | Labour | 0 | 0.0000
307064 | 17th Floor Internal Fire Sprinkler System | Per Project | 0.0000 | 0.0000 | 9624 | S & I GI C Class Pipe 150mm dia | Mtrs | 6.6000 | 2815.48 | 132.001.001.005.003.025.002. | 2815.48 | Labour | 0 | 0.0000
307067 | 18th Floor Internal Fire Hydrant System | Per Project | 0.0000 | 0.0000 | 9624 | S & I GI C Class Pipe 150mm dia | Mtrs | 6.6200 | 2815.48 | 132.001.001.005.003.026.001. | 2815.48 | Labour | 0 | 0.0000
307068 | 18th Floor Internal Sprinkler System | Per Project | 0.0000 | 0.0000 | 9624 | S & I GI C Class Pipe 150mm dia | Mtrs | 6.6000 | 2815.48 | 132.001.001.005.003.026.002. | 2815.48 | Labour | 0 | 0.0000
307071 | 19th Floor Internal Fire Hydrant System | Per Project | 0.0000 | 0.0000 | 9624 | S & I GI C Class Pipe 150mm dia | Mtrs | 6.6200 | 2815.48 | 132.001.001.005.003.027.001. | 2815.48 | Labour | 0 | 0.0000
307072 | 19th Floor Internal Fire Sprinkler System | Per Project | 0.0000 | 0.0000 | 9624 | S & I GI C Class Pipe 150mm dia | Mtrs | 6.6000 | 2815.48 | 132.001.001.005.003.027.002. | 2815.48 | Labour | 0 | 0.0000
307075 | 20th Floor Internal Fire Hydrant System | Per Project | 0.0000 | 0.0000 | 9624 | S & I GI C Class Pipe 150mm dia | Mtrs | 6.6200 | 2815.48 | 132.001.001.005.003.028.001. | 2815.48 | Labour | 0 | 0.0000
307076 | 20th Floor Internal Fire Sprinkler System | Per Project | 0.0000 | 0.0000 | 9624 | S & I GI C Class Pipe 150mm dia | Mtrs | 6.6000 | 2815.48 | 132.001.001.005.003.028.002. | 2815.48 | Labour | 0 | 0.0000
307079 | 21st Floor Internal Fire Hydrant System | Per Project | 0.0000 | 0.0000 | 9624 | S & I GI C Class Pipe 150mm dia | Mtrs | 6.6200 | 2815.48 | 132.001.001.005.003.029.001. | 2815.48 | Labour | 0 | 0.0000
307080 | 21st Floor Internal Fire Sprinkler System | Per Project | 0.0000 | 0.0000 | 9624 | S & I GI C Class Pipe 150mm dia | Mtrs | 6.6000 | 2815.48 | 132.001.001.005.003.029.002. | 2815.48 | Labour | 0 | 0.0000
307083 | 22nd Floor Internal Fire Hydrant System | Per Project | 0.0000 | 0.0000 | 9624 | S & I GI C Class Pipe 150mm dia | Mtrs | 6.6200 | 2815.48 | 132.001.001.005.003.030.001. | 2815.48 | Labour | 0 | 0.0000
307084 | 22nd Floor Internal Fire Sprinkler System | Per Project | 0.0000 | 0.0000 | 9624 | S & I GI C Class Pipe 150mm dia | Mtrs | 6.6000 | 2815.48 | 132.001.001.005.003.030.002. | 2815.48 | Labour | 0 | 0.0000
307087 | 23rd Floor Internal Fire Hydrant System | Per Project | 0.0000 | 0.0000 | 9624 | S & I GI C Class Pipe 150mm dia | Mtrs | 6.6200 | 2815.48 | 132.001.001.005.003.031.001. | 2815.48 | Labour | 0 | 0.0000
307088 | 23rd Floor Internal Fire Sprinkler System | Per Project | 0.0000 | 0.0000 | 9624 | S & I GI C Class Pipe 150mm dia | Mtrs | 6.6000 | 2815.48 | 132.001.001.005.003.031.002. | 2815.48 | Labour | 0 | 0.0000
307115 | 24th Floor Internal Fire Hydrant System | Per Project | 0.0000 | 0.0000 | 9624 | S & I GI C Class Pipe 150mm dia | Mtrs | 6.6200 | 2815.48 | 132.001.001.005.003.032.001. | 2815.48 | Labour | 0 | 0.0000
307116 | 24th Floor Internal Fire Sprinkler System | Per Project | 0.0000 | 0.0000 | 9624 | S & I GI C Class Pipe 150mm dia | Mtrs | 6.6000 | 2815.48 | 132.001.001.005.003.032.002. | 2815.48 | Labour | 0 | 0.0000
307091 | 25th Floor Internal Fire Hydrant System | Per Project | 0.0000 | 0.0000 | 9624 | S & I GI C Class Pipe 150mm dia | Mtrs | 6.6200 | 2815.48 | 132.001.001.005.003.033.001. | 2815.48 | Labour | 0 | 0.0000
307092 | 25th Floor Internal Fire Sprinkler System | Per Project | 0.0000 | 0.0000 | 9624 | S & I GI C Class Pipe 150mm dia | Mtrs | 6.6000 | 2815.48 | 132.001.001.005.003.033.002. | 2815.48 | Labour | 0 | 0.0000
307095 | 26th Floor Internal Fire Hydrant System | Per Project | 0.0000 | 0.0000 | 9624 | S & I GI C Class Pipe 150mm dia | Mtrs | 6.6200 | 2815.48 | 132.001.001.005.003.034.001. | 2815.48 | Labour | 0 | 0.0000
307096 | 26th Floor Internal Sprinkler System | Per Project | 0.0000 | 0.0000 | 9624 | S & I GI C Class Pipe 150mm dia | Mtrs | 6.6000 | 2815.48 | 132.001.001.005.003.034.002. | 2815.48 | Labour | 0 | 0.0000
307099 | 27th Floor Internal Fire Hydrant System | Per Project | 0.0000 | 0.0000 | 9624 | S & I GI C Class Pipe 150mm dia | Mtrs | 6.6200 | 2815.48 | 132.001.001.005.003.035.001. | 2815.48 | Labour | 0 | 0.0000
307100 | 27th Floor Internal Sprinkler System | Per Project | 0.0000 | 0.0000 | 9624 | S & I GI C Class Pipe 150mm dia | Mtrs | 6.6000 | 2815.48 | 132.001.001.005.003.035.002. | 2815.48 | Labour | 0 | 0.0000
307111 | Terrace Floor Internal Fire Hydrant System | Per Project | 0.0000 | 0.0000 | 9624 | S & I GI C Class Pipe 150mm dia | Mtrs | 6.6200 | 2815.48 | 132.001.001.005.003.038.001. | 2815.48 | Labour | 0 | 0.0000
307112 | Terrace Floor Internal Sprinkler System | Per Project | 0.0000 | 0.0000 | 9624 | S & I GI C Class Pipe 150mm dia | Mtrs | 6.6000 | 2815.48 | 132.001.001.005.003.038.002. | 2815.48 | Labour | 0 | 0.0000
312618 | Bungalow Road Drainage work | Per Project | 0.0000 | 0.0000 | 15352 | Drainage cleaning work | No. | 68.0000 | 2634.18 | 132.001.001.009.010.001. | 2634.18 | Labour | 167 | 12.2400 | C+S GST 18% I/P RD
301367 | Fire Alarm System Talkback System | No. | 0.0000 | 0.0000 | 13120 | S&I Fire Fighter Jack Module | No. | 70.0000 | 2334.58 | 132.001.001.005.003.011.002. | 2334.58 | Labour | 167 | 12.6000 | C+S GST 18% I/P RD
310371 | PMC Road Widening Work | Per Project | 0.0000 | 0.0000 | 13639 | Tractor- | No. | 6.0000 | 2300 | 132.001.001.009.001.002.002. | 2300 | Labour | 167 | 1.0800 | C+S GST 18% I/P RD
307008 | 3rd / Podium Floor Internal Fire Sprinkler System | Per Project | 0.0000 | 0.0000 | 9625 | S & I GI C Class Pipe 100mm dia | Mtrs | 82.5000 | 1895.08 | 132.001.001.005.003.010.002. | 1895.08 | Labour | 0 | 0.0000
307012 | 4th Floor Internal Fire Sprinkler System | Per Project | 0.0000 | 0.0000 | 9625 | S & I GI C Class Pipe 100mm dia | Mtrs | 82.5000 | 1895.08 | 132.001.001.005.003.012.002. | 1895.08 | Labour | 0 | 0.0000
307016 | 5th Floor Internal Fire Sprinkler System | Per Project | 0.0000 | 0.0000 | 9625 | S & I GI C Class Pipe 100mm dia | Mtrs | 82.5000 | 1895.08 | 132.001.001.005.003.013.002. | 1895.08 | Labour | 0 | 0.0000
307020 | 6th Floor Internal Fire Sprinkler System | Per Project | 0.0000 | 0.0000 | 9625 | S & I GI C Class Pipe 100mm dia | Mtrs | 82.5000 | 1895.08 | 132.001.001.005.003.014.002. | 1895.08 | Labour | 0 | 0.0000
307024 | 7th Floor Internal Fire Sprinkler System | Per Project | 0.0000 | 0.0000 | 9625 | S & I GI C Class Pipe 100mm dia | Mtrs | 82.5000 | 1895.08 | 132.001.001.005.003.015.002. | 1895.08 | Labour | 0 | 0.0000
307028 | 8th Floor Internal Fire Sprinkler System | Per Project | 0.0000 | 0.0000 | 9625 | S & I GI C Class Pipe 100mm dia | Mtrs | 82.5000 | 1895.08 | 132.001.001.005.003.016.002. | 1895.08 | Labour | 0 | 0.0000
307032 | 9th Floor Internal Fire Sprinkler System | Per Project | 0.0000 | 0.0000 | 9625 | S & I GI C Class Pipe 100mm dia | Mtrs | 82.5000 | 1895.08 | 132.001.001.005.003.017.002. | 1895.08 | Labour | 0 | 0.0000
307036 | 10th Floor Internal Fire Sprinkler System | Per Project | 0.0000 | 0.0000 | 9625 | S & I GI C Class Pipe 100mm dia | Mtrs | 82.5000 | 1895.08 | 132.001.001.005.003.018.002. | 1895.08 | Labour | 0 | 0.0000
307040 | 11th Floor Internal Fire Sprinkler System | Per Project | 0.0000 | 0.0000 | 9625 | S & I GI C Class Pipe 100mm dia | Mtrs | 82.5000 | 1895.08 | 132.001.001.005.003.019.002. | 1895.08 | Labour | 0 | 0.0000
307044 | 12th Floor Internal Fire Sprinkler System | Per Project | 0.0000 | 0.0000 | 9625 | S & I GI C Class Pipe 100mm dia | Mtrs | 82.5000 | 1895.08 | 132.001.001.005.003.020.002. | 1895.08 | Labour | 0 | 0.0000
307048 | 13th Floor Internal Fire Sprinkler System | Per Project | 0.0000 | 0.0000 | 9625 | S & I GI C Class Pipe 100mm dia | Mtrs | 82.5000 | 1895.08 | 132.001.001.005.003.021.002. | 1895.08 | Labour | 0 | 0.0000
307052 | 14th Floor Internal Fire Sprinkler System | Per Project | 0.0000 | 0.0000 | 9625 | S & I GI C Class Pipe 100mm dia | Mtrs | 82.5000 | 1895.08 | 132.001.001.005.003.022.002. | 1895.08 | Labour | 0 | 0.0000
307056 | 15th Floor Internal Fire Sprinkler System | Per Project | 0.0000 | 0.0000 | 9625 | S & I GI C Class Pipe 100mm dia | Mtrs | 82.5000 | 1895.08 | 132.001.001.005.003.023.002. | 1895.08 | Labour | 0 | 0.0000
307060 | 16th Floor Internal Fire Sprinkler System | Per Project | 0.0000 | 0.0000 | 9625 | S & I GI C Class Pipe 100mm dia | Mtrs | 82.5000 | 1895.08 | 132.001.001.005.003.024.002. | 1895.08 | Labour | 0 | 0.0000
307064 | 17th Floor Internal Fire Sprinkler System | Per Project | 0.0000 | 0.0000 | 9625 | S & I GI C Class Pipe 100mm dia | Mtrs | 82.5000 | 1895.08 | 132.001.001.005.003.025.002. | 1895.08 | Labour | 0 | 0.0000
307068 | 18th Floor Internal Sprinkler System | Per Project | 0.0000 | 0.0000 | 9625 | S & I GI C Class Pipe 100mm dia | Mtrs | 82.5000 | 1895.08 | 132.001.001.005.003.026.002. | 1895.08 | Labour | 0 | 0.0000
307072 | 19th Floor Internal Fire Sprinkler System | Per Project | 0.0000 | 0.0000 | 9625 | S & I GI C Class Pipe 100mm dia | Mtrs | 82.5000 | 1895.08 | 132.001.001.005.003.027.002. | 1895.08 | Labour | 0 | 0.0000
307076 | 20th Floor Internal Fire Sprinkler System | Per Project | 0.0000 | 0.0000 | 9625 | S & I GI C Class Pipe 100mm dia | Mtrs | 82.5000 | 1895.08 | 132.001.001.005.003.028.002. | 1895.08 | Labour | 0 | 0.0000
307080 | 21st Floor Internal Fire Sprinkler System | Per Project | 0.0000 | 0.0000 | 9625 | S & I GI C Class Pipe 100mm dia | Mtrs | 82.5000 | 1895.08 | 132.001.001.005.003.029.002. | 1895.08 | Labour | 0 | 0.0000
307084 | 22nd Floor Internal Fire Sprinkler System | Per Project | 0.0000 | 0.0000 | 9625 | S & I GI C Class Pipe 100mm dia | Mtrs | 82.5000 | 1895.08 | 132.001.001.005.003.030.002. | 1895.08 | Labour | 0 | 0.0000
307088 | 23rd Floor Internal Fire Sprinkler System | Per Project | 0.0000 | 0.0000 | 9625 | S & I GI C Class Pipe 100mm dia | Mtrs | 82.5000 | 1895.08 | 132.001.001.005.003.031.002. | 1895.08 | Labour | 0 | 0.0000
307116 | 24th Floor Internal Fire Sprinkler System | Per Project | 0.0000 | 0.0000 | 9625 | S & I GI C Class Pipe 100mm dia | Mtrs | 82.5000 | 1895.08 | 132.001.001.005.003.032.002. | 1895.08 | Labour | 0 | 0.0000
307092 | 25th Floor Internal Fire Sprinkler System | Per Project | 0.0000 | 0.0000 | 9625 | S & I GI C Class Pipe 100mm dia | Mtrs | 82.5000 | 1895.08 | 132.001.001.005.003.033.002. | 1895.08 | Labour | 0 | 0.0000
307096 | 26th Floor Internal Sprinkler System | Per Project | 0.0000 | 0.0000 | 9625 | S & I GI C Class Pipe 100mm dia | Mtrs | 82.5000 | 1895.08 | 132.001.001.005.003.034.002. | 1895.08 | Labour | 0 | 0.0000
307100 | 27th Floor Internal Sprinkler System | Per Project | 0.0000 | 0.0000 | 9625 | S & I GI C Class Pipe 100mm dia | Mtrs | 165.0000 | 1895.08 | 132.001.001.005.003.035.002. | 1895.08 | Labour | 0 | 0.0000
307111 | Terrace Floor Internal Fire Hydrant System | Per Project | 0.0000 | 0.0000 | 9625 | S & I GI C Class Pipe 100mm dia | Mtrs | 57.0000 | 1895.08 | 132.001.001.005.003.038.001. | 1895.08 | Labour | 0 | 0.0000
307112 | Terrace Floor Internal Sprinkler System | Per Project | 0.0000 | 0.0000 | 9625 | S & I GI C Class Pipe 100mm dia | Mtrs | 82.5000 | 1895.08 | 132.001.001.005.003.038.002. | 1895.08 | Labour | 0 | 0.0000
307111 | Terrace Floor Internal Fire Hydrant System | Per Project | 0.0000 | 0.0000 | 10558 | Air release valve | No. | 4.0000 | 1819.56 | 132.001.001.005.003.038.001. | 1819.56 | Labour | 0 | 0.0000
307007 | 3rd / Podium Floor Internal Fire Hydrant System | Per Project | 0.0000 | 0.0000 | 7878 | Pressure gauge | No. | 1.0000 | 1712.18 | 132.001.001.005.003.010.001. | 1712.18 | Labour | 0 | 0.0000
307007 | 3rd / Podium Floor Internal Fire Hydrant System | Per Project | 0.0000 | 0.0000 | 9612 | S & I S.S. Orifice Plates | No. | 1.0000 | 1712.18 | 132.001.001.005.003.010.001. | 1712.18 | Labour | 0 | 0.0000
307008 | 3rd / Podium Floor Internal Fire Sprinkler System | Per Project | 0.0000 | 0.0000 | 7878 | Pressure gauge | No. | 2.0000 | 1712.18 | 132.001.001.005.003.010.002. | 1712.18 | Labour | 0 | 0.0000
307011 | 4th Floor Internal Fire Hydrant System | Per Project | 0.0000 | 0.0000 | 7878 | Pressure gauge | No. | 1.0000 | 1712.18 | 132.001.001.005.003.012.001. | 1712.18 | Labour | 0 | 0.0000
307011 | 4th Floor Internal Fire Hydrant System | Per Project | 0.0000 | 0.0000 | 9612 | S & I S.S. Orifice Plates | No. | 1.0000 | 1712.18 | 132.001.001.005.003.012.001. | 1712.18 | Labour | 0 | 0.0000
307015 | 5th Floor Internal Fire Hydrant System | Per Project | 0.0000 | 0.0000 | 7878 | Pressure gauge | No. | 1.0000 | 1712.18 | 132.001.001.005.003.013.001. | 1712.18 | Labour | 0 | 0.0000
307015 | 5th Floor Internal Fire Hydrant System | Per Project | 0.0000 | 0.0000 | 9612 | S & I S.S. Orifice Plates | No. | 1.0000 | 1712.18 | 132.001.001.005.003.013.001. | 1712.18 | Labour | 0 | 0.0000
307019 | 6th Floor Internal Fire Hydrant System | Per Project | 0.0000 | 0.0000 | 7878 | Pressure gauge | No. | 1.0000 | 1712.18 | 132.001.001.005.003.014.001. | 1712.18 | Labour | 0 | 0.0000
307019 | 6th Floor Internal Fire Hydrant System | Per Project | 0.0000 | 0.0000 | 9612 | S & I S.S. Orifice Plates | No. | 1.0000 | 1712.18 | 132.001.001.005.003.014.001. | 1712.18 | Labour | 0 | 0.0000
307023 | 7th Floor Internal Fire Hydrant System | Per Project | 0.0000 | 0.0000 | 7878 | Pressure gauge | No. | 1.0000 | 1712.18 | 132.001.001.005.003.015.001. | 1712.18 | Labour | 0 | 0.0000
307023 | 7th Floor Internal Fire Hydrant System | Per Project | 0.0000 | 0.0000 | 9612 | S & I S.S. Orifice Plates | No. | 1.0000 | 1712.18 | 132.001.001.005.003.015.001. | 1712.18 | Labour | 0 | 0.0000
307027 | 8th Floor Internal Fire Hydrant System | Per Project | 0.0000 | 0.0000 | 7878 | Pressure gauge | No. | 1.0000 | 1712.18 | 132.001.001.005.003.016.001. | 1712.18 | Labour | 0 | 0.0000
307027 | 8th Floor Internal Fire Hydrant System | Per Project | 0.0000 | 0.0000 | 9612 | S & I S.S. Orifice Plates | No. | 1.0000 | 1712.18 | 132.001.001.005.003.016.001. | 1712.18 | Labour | 0 | 0.0000
307031 | 9th Floor Internal Fire Hydrant System | Per Project | 0.0000 | 0.0000 | 7878 | Pressure gauge | No. | 1.0000 | 1712.18 | 132.001.001.005.003.017.001. | 1712.18 | Labour | 0 | 0.0000
307031 | 9th Floor Internal Fire Hydrant System | Per Project | 0.0000 | 0.0000 | 9612 | S & I S.S. Orifice Plates | No. | 1.0000 | 1712.18 | 132.001.001.005.003.017.001. | 1712.18 | Labour | 0 | 0.0000
307035 | 10th Floor Internal Fire Hydrant System | Per Project | 0.0000 | 0.0000 | 7878 | Pressure gauge | No. | 1.0000 | 1712.18 | 132.001.001.005.003.018.001. | 1712.18 | Labour | 0 | 0.0000
307035 | 10th Floor Internal Fire Hydrant System | Per Project | 0.0000 | 0.0000 | 9612 | S & I S.S. Orifice Plates | No. | 1.0000 | 1712.18 | 132.001.001.005.003.018.001. | 1712.18 | Labour | 0 | 0.0000
307039 | 11th Floor Internal Fire Hydrant System | Per Project | 0.0000 | 0.0000 | 7878 | Pressure gauge | No. | 1.0000 | 1712.18 | 132.001.001.005.003.019.001. | 1712.18 | Labour | 0 | 0.0000
307039 | 11th Floor Internal Fire Hydrant System | Per Project | 0.0000 | 0.0000 | 9612 | S & I S.S. Orifice Plates | No. | 1.0000 | 1712.18 | 132.001.001.005.003.019.001. | 1712.18 | Labour | 0 | 0.0000
307043 | 12th Floor Internal Fire Hydrant System | Per Project | 0.0000 | 0.0000 | 7878 | Pressure gauge | No. | 1.0000 | 1712.18 | 132.001.001.005.003.020.001. | 1712.18 | Labour | 0 | 0.0000
307043 | 12th Floor Internal Fire Hydrant System | Per Project | 0.0000 | 0.0000 | 9612 | S & I S.S. Orifice Plates | No. | 1.0000 | 1712.18 | 132.001.001.005.003.020.001. | 1712.18 | Labour | 0 | 0.0000
307047 | 13th Floor Internal Fire Hydrant System | Per Project | 0.0000 | 0.0000 | 7878 | Pressure gauge | No. | 1.0000 | 1712.18 | 132.001.001.005.003.021.001. | 1712.18 | Labour | 0 | 0.0000
307047 | 13th Floor Internal Fire Hydrant System | Per Project | 0.0000 | 0.0000 | 9612 | S & I S.S. Orifice Plates | No. | 1.0000 | 1712.18 | 132.001.001.005.003.021.001. | 1712.18 | Labour | 0 | 0.0000
307051 | 14th Floor Internal Fire Hydrant System | Per Project | 0.0000 | 0.0000 | 7878 | Pressure gauge | No. | 1.0000 | 1712.18 | 132.001.001.005.003.022.001. | 1712.18 | Labour | 0 | 0.0000
307051 | 14th Floor Internal Fire Hydrant System | Per Project | 0.0000 | 0.0000 | 9612 | S & I S.S. Orifice Plates | No. | 1.0000 | 1712.18 | 132.001.001.005.003.022.001. | 1712.18 | Labour | 0 | 0.0000
307055 | 15th Floor Internal Fire Hydrant System | Per Project | 0.0000 | 0.0000 | 7878 | Pressure gauge | No. | 1.0000 | 1712.18 | 132.001.001.005.003.023.001. | 1712.18 | Labour | 0 | 0.0000
307055 | 15th Floor Internal Fire Hydrant System | Per Project | 0.0000 | 0.0000 | 9612 | S & I S.S. Orifice Plates | No. | 1.0000 | 1712.18 | 132.001.001.005.003.023.001. | 1712.18 | Labour | 0 | 0.0000
307059 | 16th Floor Internal Fire Hydrant System | Per Project | 0.0000 | 0.0000 | 7878 | Pressure gauge | No. | 1.0000 | 1712.18 | 132.001.001.005.003.024.001. | 1712.18 | Labour | 0 | 0.0000
307059 | 16th Floor Internal Fire Hydrant System | Per Project | 0.0000 | 0.0000 | 9612 | S & I S.S. Orifice Plates | No. | 1.0000 | 1712.18 | 132.001.001.005.003.024.001. | 1712.18 | Labour | 0 | 0.0000
307063 | 17th Floor Internal Fire Hydrant System | Per Project | 0.0000 | 0.0000 | 7878 | Pressure gauge | No. | 1.0000 | 1712.18 | 132.001.001.005.003.025.001. | 1712.18 | Labour | 0 | 0.0000
307063 | 17th Floor Internal Fire Hydrant System | Per Project | 0.0000 | 0.0000 | 9612 | S & I S.S. Orifice Plates | No. | 1.0000 | 1712.18 | 132.001.001.005.003.025.001. | 1712.18 | Labour | 0 | 0.0000
307067 | 18th Floor Internal Fire Hydrant System | Per Project | 0.0000 | 0.0000 | 7878 | Pressure gauge | No. | 1.0000 | 1712.18 | 132.001.001.005.003.026.001. | 1712.18 | Labour | 0 | 0.0000
307067 | 18th Floor Internal Fire Hydrant System | Per Project | 0.0000 | 0.0000 | 9612 | S & I S.S. Orifice Plates | No. | 1.0000 | 1712.18 | 132.001.001.005.003.026.001. | 1712.18 | Labour | 0 | 0.0000
307071 | 19th Floor Internal Fire Hydrant System | Per Project | 0.0000 | 0.0000 | 7878 | Pressure gauge | No. | 1.0000 | 1712.18 | 132.001.001.005.003.027.001. | 1712.18 | Labour | 0 | 0.0000
307071 | 19th Floor Internal Fire Hydrant System | Per Project | 0.0000 | 0.0000 | 9612 | S & I S.S. Orifice Plates | No. | 1.0000 | 1712.18 | 132.001.001.005.003.027.001. | 1712.18 | Labour | 0 | 0.0000
307075 | 20th Floor Internal Fire Hydrant System | Per Project | 0.0000 | 0.0000 | 7878 | Pressure gauge | No. | 1.0000 | 1712.18 | 132.001.001.005.003.028.001. | 1712.18 | Labour | 0 | 0.0000
307075 | 20th Floor Internal Fire Hydrant System | Per Project | 0.0000 | 0.0000 | 9612 | S & I S.S. Orifice Plates | No. | 1.0000 | 1712.18 | 132.001.001.005.003.028.001. | 1712.18 | Labour | 0 | 0.0000
307079 | 21st Floor Internal Fire Hydrant System | Per Project | 0.0000 | 0.0000 | 7878 | Pressure gauge | No. | 1.0000 | 1712.18 | 132.001.001.005.003.029.001. | 1712.18 | Labour | 0 | 0.0000
307079 | 21st Floor Internal Fire Hydrant System | Per Project | 0.0000 | 0.0000 | 9612 | S & I S.S. Orifice Plates | No. | 1.0000 | 1712.18 | 132.001.001.005.003.029.001. | 1712.18 | Labour | 0 | 0.0000
307083 | 22nd Floor Internal Fire Hydrant System | Per Project | 0.0000 | 0.0000 | 7878 | Pressure gauge | No. | 1.0000 | 1712.18 | 132.001.001.005.003.030.001. | 1712.18 | Labour | 0 | 0.0000
307083 | 22nd Floor Internal Fire Hydrant System | Per Project | 0.0000 | 0.0000 | 9612 | S & I S.S. Orifice Plates | No. | 1.0000 | 1712.18 | 132.001.001.005.003.030.001. | 1712.18 | Labour | 0 | 0.0000
307087 | 23rd Floor Internal Fire Hydrant System | Per Project | 0.0000 | 0.0000 | 7878 | Pressure gauge | No. | 1.0000 | 1712.18 | 132.001.001.005.003.031.001. | 1712.18 | Labour | 0 | 0.0000
307087 | 23rd Floor Internal Fire Hydrant System | Per Project | 0.0000 | 0.0000 | 9612 | S & I S.S. Orifice Plates | No. | 1.0000 | 1712.18 | 132.001.001.005.003.031.001. | 1712.18 | Labour | 0 | 0.0000
307115 | 24th Floor Internal Fire Hydrant System | Per Project | 0.0000 | 0.0000 | 7878 | Pressure gauge | No. | 1.0000 | 1712.18 | 132.001.001.005.003.032.001. | 1712.18 | Labour | 0 | 0.0000
307115 | 24th Floor Internal Fire Hydrant System | Per Project | 0.0000 | 0.0000 | 9612 | S & I S.S. Orifice Plates | No. | 1.0000 | 1712.18 | 132.001.001.005.003.032.001. | 1712.18 | Labour | 0 | 0.0000
307091 | 25th Floor Internal Fire Hydrant System | Per Project | 0.0000 | 0.0000 | 7878 | Pressure gauge | No. | 1.0000 | 1712.18 | 132.001.001.005.003.033.001. | 1712.18 | Labour | 0 | 0.0000
307091 | 25th Floor Internal Fire Hydrant System | Per Project | 0.0000 | 0.0000 | 9612 | S & I S.S. Orifice Plates | No. | 1.0000 | 1712.18 | 132.001.001.005.003.033.001. | 1712.18 | Labour | 0 | 0.0000
307095 | 26th Floor Internal Fire Hydrant System | Per Project | 0.0000 | 0.0000 | 7878 | Pressure gauge | No. | 1.0000 | 1712.18 | 132.001.001.005.003.034.001. | 1712.18 | Labour | 0 | 0.0000
307095 | 26th Floor Internal Fire Hydrant System | Per Project | 0.0000 | 0.0000 | 9612 | S & I S.S. Orifice Plates | No. | 1.0000 | 1712.18 | 132.001.001.005.003.034.001. | 1712.18 | Labour | 0 | 0.0000
307099 | 27th Floor Internal Fire Hydrant System | Per Project | 0.0000 | 0.0000 | 7878 | Pressure gauge | No. | 1.0000 | 1712.18 | 132.001.001.005.003.035.001. | 1712.18 | Labour | 0 | 0.0000
307099 | 27th Floor Internal Fire Hydrant System | Per Project | 0.0000 | 0.0000 | 9612 | S & I S.S. Orifice Plates | No. | 1.0000 | 1712.18 | 132.001.001.005.003.035.001. | 1712.18 | Labour | 0 | 0.0000
307111 | Terrace Floor Internal Fire Hydrant System | Per Project | 0.0000 | 0.0000 | 7878 | Pressure gauge | No. | 1.0000 | 1712.18 | 132.001.001.005.003.038.001. | 1712.18 | Labour | 0 | 0.0000
307111 | Terrace Floor Internal Fire Hydrant System | Per Project | 0.0000 | 0.0000 | 9612 | S & I S.S. Orifice Plates | No. | 1.0000 | 1712.18 | 132.001.001.005.003.038.001. | 1712.18 | Labour | 0 | 0.0000
307112 | Terrace Floor Internal Sprinkler System | Per Project | 0.0000 | 0.0000 | 13208 | S&I 25mm dia gun metal air release valve | No. | 2.0000 | 1498.6 | 132.001.001.005.003.038.002. | 1498.6 | Labour | 167 | 200.0000 | C+S GST 18% I/P RD
149006 | W5 Excavation Work Excavation Work | Cu.Mtrs | 0.0000 | 0.0000 | 6171 | Electrical Breaker | Day | 8.0000 | 1416 | 132.001.001.002.001.001. | 1416 | Labour | 195 | 0.0000 | ZERO 0%
269533 | RCC Misc Work | Per Project | 0.0000 | 0.0000 | 14070 | Breaking Work- | No. | 4.0000 | 1416 | 132.001.001.002.002.038.001. | 1416 | Labour | 167 | 0.7200 | C+S GST 18% I/P RD
307007 | 3rd / Podium Floor Internal Fire Hydrant System | Per Project | 0.0000 | 0.0000 | 9626 | S & I GI C Class Pipe 80mm dia | Mtrs | 3.3000 | 1401.84 | 132.001.001.005.003.010.001. | 1401.84 | Labour | 0 | 0.0000
307008 | 3rd / Podium Floor Internal Fire Sprinkler System | Per Project | 0.0000 | 0.0000 | 9626 | S & I GI C Class Pipe 80mm dia | Mtrs | 3.3000 | 1401.84 | 132.001.001.005.003.010.002. | 1401.84 | Labour | 0 | 0.0000
307011 | 4th Floor Internal Fire Hydrant System | Per Project | 0.0000 | 0.0000 | 9626 | S & I GI C Class Pipe 80mm dia | Mtrs | 3.3000 | 1401.84 | 132.001.001.005.003.012.001. | 1401.84 | Labour | 0 | 0.0000
307012 | 4th Floor Internal Fire Sprinkler System | Per Project | 0.0000 | 0.0000 | 9626 | S & I GI C Class Pipe 80mm dia | Mtrs | 3.3000 | 1401.84 | 132.001.001.005.003.012.002. | 1401.84 | Labour | 0 | 0.0000
307015 | 5th Floor Internal Fire Hydrant System | Per Project | 0.0000 | 0.0000 | 9626 | S & I GI C Class Pipe 80mm dia | Mtrs | 3.3000 | 1401.84 | 132.001.001.005.003.013.001. | 1401.84 | Labour | 0 | 0.0000
307016 | 5th Floor Internal Fire Sprinkler System | Per Project | 0.0000 | 0.0000 | 9626 | S & I GI C Class Pipe 80mm dia | Mtrs | 3.3000 | 1401.84 | 132.001.001.005.003.013.002. | 1401.84 | Labour | 0 | 0.0000
307019 | 6th Floor Internal Fire Hydrant System | Per Project | 0.0000 | 0.0000 | 9626 | S & I GI C Class Pipe 80mm dia | Mtrs | 3.3000 | 1401.84 | 132.001.001.005.003.014.001. | 1401.84 | Labour | 0 | 0.0000
307020 | 6th Floor Internal Fire Sprinkler System | Per Project | 0.0000 | 0.0000 | 9626 | S & I GI C Class Pipe 80mm dia | Mtrs | 3.3000 | 1401.84 | 132.001.001.005.003.014.002. | 1401.84 | Labour | 0 | 0.0000
307023 | 7th Floor Internal Fire Hydrant System | Per Project | 0.0000 | 0.0000 | 9626 | S & I GI C Class Pipe 80mm dia | Mtrs | 3.3000 | 1401.84 | 132.001.001.005.003.015.001. | 1401.84 | Labour | 0 | 0.0000
307024 | 7th Floor Internal Fire Sprinkler System | Per Project | 0.0000 | 0.0000 | 9626 | S & I GI C Class Pipe 80mm dia | Mtrs | 3.3000 | 1401.84 | 132.001.001.005.003.015.002. | 1401.84 | Labour | 0 | 0.0000
307027 | 8th Floor Internal Fire Hydrant System | Per Project | 0.0000 | 0.0000 | 9626 | S & I GI C Class Pipe 80mm dia | Mtrs | 3.3000 | 1401.84 | 132.001.001.005.003.016.001. | 1401.84 | Labour | 0 | 0.0000
307028 | 8th Floor Internal Fire Sprinkler System | Per Project | 0.0000 | 0.0000 | 9626 | S & I GI C Class Pipe 80mm dia | Mtrs | 3.3000 | 1401.84 | 132.001.001.005.003.016.002. | 1401.84 | Labour | 0 | 0.0000
307031 | 9th Floor Internal Fire Hydrant System | Per Project | 0.0000 | 0.0000 | 9626 | S & I GI C Class Pipe 80mm dia | Mtrs | 3.3000 | 1401.84 | 132.001.001.005.003.017.001. | 1401.84 | Labour | 0 | 0.0000
307032 | 9th Floor Internal Fire Sprinkler System | Per Project | 0.0000 | 0.0000 | 9626 | S & I GI C Class Pipe 80mm dia | Mtrs | 3.3000 | 1401.84 | 132.001.001.005.003.017.002. | 1401.84 | Labour | 0 | 0.0000
307035 | 10th Floor Internal Fire Hydrant System | Per Project | 0.0000 | 0.0000 | 9626 | S & I GI C Class Pipe 80mm dia | Mtrs | 3.3000 | 1401.84 | 132.001.001.005.003.018.001. | 1401.84 | Labour | 0 | 0.0000
307036 | 10th Floor Internal Fire Sprinkler System | Per Project | 0.0000 | 0.0000 | 9626 | S & I GI C Class Pipe 80mm dia | Mtrs | 3.3000 | 1401.84 | 132.001.001.005.003.018.002. | 1401.84 | Labour | 0 | 0.0000
307039 | 11th Floor Internal Fire Hydrant System | Per Project | 0.0000 | 0.0000 | 9626 | S & I GI C Class Pipe 80mm dia | Mtrs | 3.3000 | 1401.84 | 132.001.001.005.003.019.001. | 1401.84 | Labour | 0 | 0.0000
307040 | 11th Floor Internal Fire Sprinkler System | Per Project | 0.0000 | 0.0000 | 9626 | S & I GI C Class Pipe 80mm dia | Mtrs | 3.3000 | 1401.84 | 132.001.001.005.003.019.002. | 1401.84 | Labour | 0 | 0.0000
307043 | 12th Floor Internal Fire Hydrant System | Per Project | 0.0000 | 0.0000 | 9626 | S & I GI C Class Pipe 80mm dia | Mtrs | 3.3000 | 1401.84 | 132.001.001.005.003.020.001. | 1401.84 | Labour | 0 | 0.0000
307044 | 12th Floor Internal Fire Sprinkler System | Per Project | 0.0000 | 0.0000 | 9626 | S & I GI C Class Pipe 80mm dia | Mtrs | 3.3000 | 1401.84 | 132.001.001.005.003.020.002. | 1401.84 | Labour | 0 | 0.0000
307047 | 13th Floor Internal Fire Hydrant System | Per Project | 0.0000 | 0.0000 | 9626 | S & I GI C Class Pipe 80mm dia | Mtrs | 3.3000 | 1401.84 | 132.001.001.005.003.021.001. | 1401.84 | Labour | 0 | 0.0000
307048 | 13th Floor Internal Fire Sprinkler System | Per Project | 0.0000 | 0.0000 | 9626 | S & I GI C Class Pipe 80mm dia | Mtrs | 3.3000 | 1401.84 | 132.001.001.005.003.021.002. | 1401.84 | Labour | 0 | 0.0000
307051 | 14th Floor Internal Fire Hydrant System | Per Project | 0.0000 | 0.0000 | 9626 | S & I GI C Class Pipe 80mm dia | Mtrs | 3.3000 | 1401.84 | 132.001.001.005.003.022.001. | 1401.84 | Labour | 0 | 0.0000
307052 | 14th Floor Internal Fire Sprinkler System | Per Project | 0.0000 | 0.0000 | 9626 | S & I GI C Class Pipe 80mm dia | Mtrs | 3.3000 | 1401.84 | 132.001.001.005.003.022.002. | 1401.84 | Labour | 0 | 0.0000
307055 | 15th Floor Internal Fire Hydrant System | Per Project | 0.0000 | 0.0000 | 9626 | S & I GI C Class Pipe 80mm dia | Mtrs | 3.3000 | 1401.84 | 132.001.001.005.003.023.001. | 1401.84 | Labour | 0 | 0.0000
307056 | 15th Floor Internal Fire Sprinkler System | Per Project | 0.0000 | 0.0000 | 9626 | S & I GI C Class Pipe 80mm dia | Mtrs | 3.3000 | 1401.84 | 132.001.001.005.003.023.002. | 1401.84 | Labour | 0 | 0.0000
307059 | 16th Floor Internal Fire Hydrant System | Per Project | 0.0000 | 0.0000 | 9626 | S & I GI C Class Pipe 80mm dia | Mtrs | 3.3000 | 1401.84 | 132.001.001.005.003.024.001. | 1401.84 | Labour | 0 | 0.0000
307060 | 16th Floor Internal Fire Sprinkler System | Per Project | 0.0000 | 0.0000 | 9626 | S & I GI C Class Pipe 80mm dia | Mtrs | 3.3000 | 1401.84 | 132.001.001.005.003.024.002. | 1401.84 | Labour | 0 | 0.0000
307063 | 17th Floor Internal Fire Hydrant System | Per Project | 0.0000 | 0.0000 | 9626 | S & I GI C Class Pipe 80mm dia | Mtrs | 3.3000 | 1401.84 | 132.001.001.005.003.025.001. | 1401.84 | Labour | 0 | 0.0000
307064 | 17th Floor Internal Fire Sprinkler System | Per Project | 0.0000 | 0.0000 | 9626 | S & I GI C Class Pipe 80mm dia | Mtrs | 3.3000 | 1401.84 | 132.001.001.005.003.025.002. | 1401.84 | Labour | 0 | 0.0000
307067 | 18th Floor Internal Fire Hydrant System | Per Project | 0.0000 | 0.0000 | 9626 | S & I GI C Class Pipe 80mm dia | Mtrs | 3.3000 | 1401.84 | 132.001.001.005.003.026.001. | 1401.84 | Labour | 0 | 0.0000
307068 | 18th Floor Internal Sprinkler System | Per Project | 0.0000 | 0.0000 | 9626 | S & I GI C Class Pipe 80mm dia | Mtrs | 3.3000 | 1401.84 | 132.001.001.005.003.026.002. | 1401.84 | Labour | 0 | 0.0000
307071 | 19th Floor Internal Fire Hydrant System | Per Project | 0.0000 | 0.0000 | 9626 | S & I GI C Class Pipe 80mm dia | Mtrs | 3.3000 | 1401.84 | 132.001.001.005.003.027.001. | 1401.84 | Labour | 0 | 0.0000
307072 | 19th Floor Internal Fire Sprinkler System | Per Project | 0.0000 | 0.0000 | 9626 | S & I GI C Class Pipe 80mm dia | Mtrs | 3.3000 | 1401.84 | 132.001.001.005.003.027.002. | 1401.84 | Labour | 0 | 0.0000
307075 | 20th Floor Internal Fire Hydrant System | Per Project | 0.0000 | 0.0000 | 9626 | S & I GI C Class Pipe 80mm dia | Mtrs | 3.3000 | 1401.84 | 132.001.001.005.003.028.001. | 1401.84 | Labour | 0 | 0.0000
307076 | 20th Floor Internal Fire Sprinkler System | Per Project | 0.0000 | 0.0000 | 9626 | S & I GI C Class Pipe 80mm dia | Mtrs | 3.3000 | 1401.84 | 132.001.001.005.003.028.002. | 1401.84 | Labour | 0 | 0.0000
307079 | 21st Floor Internal Fire Hydrant System | Per Project | 0.0000 | 0.0000 | 9626 | S & I GI C Class Pipe 80mm dia | Mtrs | 3.3000 | 1401.84 | 132.001.001.005.003.029.001. | 1401.84 | Labour | 0 | 0.0000
307080 | 21st Floor Internal Fire Sprinkler System | Per Project | 0.0000 | 0.0000 | 9626 | S & I GI C Class Pipe 80mm dia | Mtrs | 3.3000 | 1401.84 | 132.001.001.005.003.029.002. | 1401.84 | Labour | 0 | 0.0000
307083 | 22nd Floor Internal Fire Hydrant System | Per Project | 0.0000 | 0.0000 | 9626 | S & I GI C Class Pipe 80mm dia | Mtrs | 3.3000 | 1401.84 | 132.001.001.005.003.030.001. | 1401.84 | Labour | 0 | 0.0000
307084 | 22nd Floor Internal Fire Sprinkler System | Per Project | 0.0000 | 0.0000 | 9626 | S & I GI C Class Pipe 80mm dia | Mtrs | 3.3000 | 1401.84 | 132.001.001.005.003.030.002. | 1401.84 | Labour | 0 | 0.0000
307087 | 23rd Floor Internal Fire Hydrant System | Per Project | 0.0000 | 0.0000 | 9626 | S & I GI C Class Pipe 80mm dia | Mtrs | 3.3000 | 1401.84 | 132.001.001.005.003.031.001. | 1401.84 | Labour | 0 | 0.0000
307088 | 23rd Floor Internal Fire Sprinkler System | Per Project | 0.0000 | 0.0000 | 9626 | S & I GI C Class Pipe 80mm dia | Mtrs | 3.3000 | 1401.84 | 132.001.001.005.003.031.002. | 1401.84 | Labour | 0 | 0.0000
307115 | 24th Floor Internal Fire Hydrant System | Per Project | 0.0000 | 0.0000 | 9626 | S & I GI C Class Pipe 80mm dia | Mtrs | 3.3000 | 1401.84 | 132.001.001.005.003.032.001. | 1401.84 | Labour | 0 | 0.0000
307116 | 24th Floor Internal Fire Sprinkler System | Per Project | 0.0000 | 0.0000 | 9626 | S & I GI C Class Pipe 80mm dia | Mtrs | 3.3000 | 1401.84 | 132.001.001.005.003.032.002. | 1401.84 | Labour | 0 | 0.0000
307091 | 25th Floor Internal Fire Hydrant System | Per Project | 0.0000 | 0.0000 | 9626 | S & I GI C Class Pipe 80mm dia | Mtrs | 3.3000 | 1401.84 | 132.001.001.005.003.033.001. | 1401.84 | Labour | 0 | 0.0000
307092 | 25th Floor Internal Fire Sprinkler System | Per Project | 0.0000 | 0.0000 | 9626 | S & I GI C Class Pipe 80mm dia | Mtrs | 3.3000 | 1401.84 | 132.001.001.005.003.033.002. | 1401.84 | Labour | 0 | 0.0000
307095 | 26th Floor Internal Fire Hydrant System | Per Project | 0.0000 | 0.0000 | 9626 | S & I GI C Class Pipe 80mm dia | Mtrs | 3.3000 | 1401.84 | 132.001.001.005.003.034.001. | 1401.84 | Labour | 0 | 0.0000
307096 | 26th Floor Internal Sprinkler System | Per Project | 0.0000 | 0.0000 | 9626 | S & I GI C Class Pipe 80mm dia | Mtrs | 3.3000 | 1401.84 | 132.001.001.005.003.034.002. | 1401.84 | Labour | 0 | 0.0000
307099 | 27th Floor Internal Fire Hydrant System | Per Project | 0.0000 | 0.0000 | 9626 | S & I GI C Class Pipe 80mm dia | Mtrs | 6.6000 | 1401.84 | 132.001.001.005.003.035.001. | 1401.84 | Labour | 0 | 0.0000
307100 | 27th Floor Internal Sprinkler System | Per Project | 0.0000 | 0.0000 | 9626 | S & I GI C Class Pipe 80mm dia | Mtrs | 3.3000 | 1401.84 | 132.001.001.005.003.035.002. | 1401.84 | Labour | 0 | 0.0000
307112 | Terrace Floor Internal Sprinkler System | Per Project | 0.0000 | 0.0000 | 9626 | S & I GI C Class Pipe 80mm dia | Mtrs | 3.3000 | 1401.84 | 132.001.001.005.003.038.002. | 1401.84 | Labour | 0 | 0.0000
310371 | PMC Road Widening Work | Per Project | 0.0000 | 0.0000 | 1971 | Breaker | Hour | 7.5000 | 1400 | 132.001.001.009.001.002.002. | 1400 | Labour | 0 | 0.0000
307008 | 3rd / Podium Floor Internal Fire Sprinkler System | Per Project | 0.0000 | 0.0000 | 12960 | 1'' Ball Valve | No. | 1.0000 | 1316.88 | 132.001.001.005.003.010.002. | 1316.88 | Labour | 167 | 88.0000 | C+S GST 18% I/P RD
307012 | 4th Floor Internal Fire Sprinkler System | Per Project | 0.0000 | 0.0000 | 12960 | 1'' Ball Valve | No. | 1.0000 | 1316.88 | 132.001.001.005.003.012.002. | 1316.88 | Labour | 167 | 88.0000 | C+S GST 18% I/P RD
307016 | 5th Floor Internal Fire Sprinkler System | Per Project | 0.0000 | 0.0000 | 12960 | 1'' Ball Valve | No. | 1.0000 | 1316.88 | 132.001.001.005.003.013.002. | 1316.88 | Labour | 167 | 88.0000 | C+S GST 18% I/P RD
307020 | 6th Floor Internal Fire Sprinkler System | Per Project | 0.0000 | 0.0000 | 12960 | 1'' Ball Valve | No. | 1.0000 | 1316.88 | 132.001.001.005.003.014.002. | 1316.88 | Labour | 167 | 88.0000 | C+S GST 18% I/P RD
307024 | 7th Floor Internal Fire Sprinkler System | Per Project | 0.0000 | 0.0000 | 12960 | 1'' Ball Valve | No. | 1.0000 | 1316.88 | 132.001.001.005.003.015.002. | 1316.88 | Labour | 167 | 88.0000 | C+S GST 18% I/P RD
307028 | 8th Floor Internal Fire Sprinkler System | Per Project | 0.0000 | 0.0000 | 12960 | 1'' Ball Valve | No. | 1.0000 | 1316.88 | 132.001.001.005.003.016.002. | 1316.88 | Labour | 167 | 88.0000 | C+S GST 18% I/P RD
307032 | 9th Floor Internal Fire Sprinkler System | Per Project | 0.0000 | 0.0000 | 12960 | 1'' Ball Valve | No. | 1.0000 | 1316.88 | 132.001.001.005.003.017.002. | 1316.88 | Labour | 167 | 88.0000 | C+S GST 18% I/P RD
307036 | 10th Floor Internal Fire Sprinkler System | Per Project | 0.0000 | 0.0000 | 12960 | 1'' Ball Valve | No. | 1.0000 | 1316.88 | 132.001.001.005.003.018.002. | 1316.88 | Labour | 167 | 88.0000 | C+S GST 18% I/P RD
307040 | 11th Floor Internal Fire Sprinkler System | Per Project | 0.0000 | 0.0000 | 12960 | 1'' Ball Valve | No. | 1.0000 | 1316.88 | 132.001.001.005.003.019.002. | 1316.88 | Labour | 167 | 88.0000 | C+S GST 18% I/P RD
307044 | 12th Floor Internal Fire Sprinkler System | Per Project | 0.0000 | 0.0000 | 12960 | 1'' Ball Valve | No. | 1.0000 | 1316.88 | 132.001.001.005.003.020.002. | 1316.88 | Labour | 167 | 88.0000 | C+S GST 18% I/P RD
307048 | 13th Floor Internal Fire Sprinkler System | Per Project | 0.0000 | 0.0000 | 12960 | 1'' Ball Valve | No. | 1.0000 | 1316.88 | 132.001.001.005.003.021.002. | 1316.88 | Labour | 167 | 88.0000 | C+S GST 18% I/P RD
307052 | 14th Floor Internal Fire Sprinkler System | Per Project | 0.0000 | 0.0000 | 12960 | 1'' Ball Valve | No. | 1.0000 | 1316.88 | 132.001.001.005.003.022.002. | 1316.88 | Labour | 167 | 88.0000 | C+S GST 18% I/P RD
307056 | 15th Floor Internal Fire Sprinkler System | Per Project | 0.0000 | 0.0000 | 12960 | 1'' Ball Valve | No. | 1.0000 | 1316.88 | 132.001.001.005.003.023.002. | 1316.88 | Labour | 167 | 88.0000 | C+S GST 18% I/P RD
307060 | 16th Floor Internal Fire Sprinkler System | Per Project | 0.0000 | 0.0000 | 12960 | 1'' Ball Valve | No. | 1.0000 | 1316.88 | 132.001.001.005.003.024.002. | 1316.88 | Labour | 167 | 88.0000 | C+S GST 18% I/P RD
307064 | 17th Floor Internal Fire Sprinkler System | Per Project | 0.0000 | 0.0000 | 12960 | 1'' Ball Valve | No. | 1.0000 | 1316.88 | 132.001.001.005.003.025.002. | 1316.88 | Labour | 167 | 88.0000 | C+S GST 18% I/P RD
307068 | 18th Floor Internal Sprinkler System | Per Project | 0.0000 | 0.0000 | 12960 | 1'' Ball Valve | No. | 1.0000 | 1316.88 | 132.001.001.005.003.026.002. | 1316.88 | Labour | 167 | 88.0000 | C+S GST 18% I/P RD
307072 | 19th Floor Internal Fire Sprinkler System | Per Project | 0.0000 | 0.0000 | 12960 | 1'' Ball Valve | No. | 1.0000 | 1316.88 | 132.001.001.005.003.027.002. | 1316.88 | Labour | 167 | 88.0000 | C+S GST 18% I/P RD
307076 | 20th Floor Internal Fire Sprinkler System | Per Project | 0.0000 | 0.0000 | 12960 | 1'' Ball Valve | No. | 1.0000 | 1316.88 | 132.001.001.005.003.028.002. | 1316.88 | Labour | 167 | 88.0000 | C+S GST 18% I/P RD
307080 | 21st Floor Internal Fire Sprinkler System | Per Project | 0.0000 | 0.0000 | 12960 | 1'' Ball Valve | No. | 1.0000 | 1316.88 | 132.001.001.005.003.029.002. | 1316.88 | Labour | 167 | 88.0000 | C+S GST 18% I/P RD
307084 | 22nd Floor Internal Fire Sprinkler System | Per Project | 0.0000 | 0.0000 | 12960 | 1'' Ball Valve | No. | 1.0000 | 1316.88 | 132.001.001.005.003.030.002. | 1316.88 | Labour | 167 | 88.0000 | C+S GST 18% I/P RD
307088 | 23rd Floor Internal Fire Sprinkler System | Per Project | 0.0000 | 0.0000 | 12960 | 1'' Ball Valve | No. | 1.0000 | 1316.88 | 132.001.001.005.003.031.002. | 1316.88 | Labour | 167 | 88.0000 | C+S GST 18% I/P RD
307116 | 24th Floor Internal Fire Sprinkler System | Per Project | 0.0000 | 0.0000 | 12960 | 1'' Ball Valve | No. | 1.0000 | 1316.88 | 132.001.001.005.003.032.002. | 1316.88 | Labour | 167 | 88.0000 | C+S GST 18% I/P RD
307092 | 25th Floor Internal Fire Sprinkler System | Per Project | 0.0000 | 0.0000 | 12960 | 1'' Ball Valve | No. | 1.0000 | 1316.88 | 132.001.001.005.003.033.002. | 1316.88 | Labour | 167 | 88.0000 | C+S GST 18% I/P RD
307096 | 26th Floor Internal Sprinkler System | Per Project | 0.0000 | 0.0000 | 12960 | 1'' Ball Valve | No. | 1.0000 | 1316.88 | 132.001.001.005.003.034.002. | 1316.88 | Labour | 167 | 88.0000 | C+S GST 18% I/P RD
307100 | 27th Floor Internal Sprinkler System | Per Project | 0.0000 | 0.0000 | 12960 | 1'' Ball Valve | No. | 1.0000 | 1316.88 | 132.001.001.005.003.035.002. | 1316.88 | Labour | 167 | 88.0000 | C+S GST 18% I/P RD
307111 | Terrace Floor Internal Fire Hydrant System | Per Project | 0.0000 | 0.0000 | 12960 | 1'' Ball Valve | No. | 4.0000 | 1316.88 | 132.001.001.005.003.038.001. | 1316.88 | Labour | 167 | 0.7200 | C+S GST 18% I/P RD
307112 | Terrace Floor Internal Sprinkler System | Per Project | 0.0000 | 0.0000 | 12960 | 1'' Ball Valve | No. | 2.0000 | 1316.88 | 132.001.001.005.003.038.002. | 1316.88 | Labour | 167 | 0.3600 | C+S GST 18% I/P RD
307008 | 3rd / Podium Floor Internal Fire Sprinkler System | Per Project | 0.0000 | 0.0000 | 14004 | S & I Flexible hose pipe 1200mm Length | No. | 23.0000 | 1285.02 | 132.001.001.005.003.010.002. | 1285.02 | Labour | 0 | 0.0000
307012 | 4th Floor Internal Fire Sprinkler System | Per Project | 0.0000 | 0.0000 | 14004 | S & I Flexible hose pipe 1200mm Length | No. | 23.0000 | 1285.02 | 132.001.001.005.003.012.002. | 1285.02 | Labour | 0 | 0.0000
307016 | 5th Floor Internal Fire Sprinkler System | Per Project | 0.0000 | 0.0000 | 14004 | S & I Flexible hose pipe 1200mm Length | No. | 23.0000 | 1285.02 | 132.001.001.005.003.013.002. | 1285.02 | Labour | 0 | 0.0000
307020 | 6th Floor Internal Fire Sprinkler System | Per Project | 0.0000 | 0.0000 | 14004 | S & I Flexible hose pipe 1200mm Length | No. | 23.0000 | 1285.02 | 132.001.001.005.003.014.002. | 1285.02 | Labour | 0 | 0.0000
307024 | 7th Floor Internal Fire Sprinkler System | Per Project | 0.0000 | 0.0000 | 14004 | S & I Flexible hose pipe 1200mm Length | No. | 41.0000 | 1285.02 | 132.001.001.005.003.015.002. | 1285.02 | Labour | 0 | 0.0000
307028 | 8th Floor Internal Fire Sprinkler System | Per Project | 0.0000 | 0.0000 | 14004 | S & I Flexible hose pipe 1200mm Length | No. | 23.0000 | 1285.02 | 132.001.001.005.003.016.002. | 1285.02 | Labour | 0 | 0.0000
307032 | 9th Floor Internal Fire Sprinkler System | Per Project | 0.0000 | 0.0000 | 14004 | S & I Flexible hose pipe 1200mm Length | No. | 23.0000 | 1285.02 | 132.001.001.005.003.017.002. | 1285.02 | Labour | 0 | 0.0000
307036 | 10th Floor Internal Fire Sprinkler System | Per Project | 0.0000 | 0.0000 | 14004 | S & I Flexible hose pipe 1200mm Length | No. | 23.0000 | 1285.02 | 132.001.001.005.003.018.002. | 1285.02 | Labour | 0 | 0.0000
307040 | 11th Floor Internal Fire Sprinkler System | Per Project | 0.0000 | 0.0000 | 14004 | S & I Flexible hose pipe 1200mm Length | No. | 23.0000 | 1285.02 | 132.001.001.005.003.019.002. | 1285.02 | Labour | 0 | 0.0000
307044 | 12th Floor Internal Fire Sprinkler System | Per Project | 0.0000 | 0.0000 | 14004 | S & I Flexible hose pipe 1200mm Length | No. | 41.0000 | 1285.02 | 132.001.001.005.003.020.002. | 1285.02 | Labour | 0 | 0.0000
307048 | 13th Floor Internal Fire Sprinkler System | Per Project | 0.0000 | 0.0000 | 14004 | S & I Flexible hose pipe 1200mm Length | No. | 23.0000 | 1285.02 | 132.001.001.005.003.021.002. | 1285.02 | Labour | 0 | 0.0000
307052 | 14th Floor Internal Fire Sprinkler System | Per Project | 0.0000 | 0.0000 | 14004 | S & I Flexible hose pipe 1200mm Length | No. | 23.0000 | 1285.02 | 132.001.001.005.003.022.002. | 1285.02 | Labour | 0 | 0.0000
307056 | 15th Floor Internal Fire Sprinkler System | Per Project | 0.0000 | 0.0000 | 14004 | S & I Flexible hose pipe 1200mm Length | No. | 23.0000 | 1285.02 | 132.001.001.005.003.023.002. | 1285.02 | Labour | 0 | 0.0000
307060 | 16th Floor Internal Fire Sprinkler System | Per Project | 0.0000 | 0.0000 | 14004 | S & I Flexible hose pipe 1200mm Length | No. | 23.0000 | 1285.02 | 132.001.001.005.003.024.002. | 1285.02 | Labour | 0 | 0.0000
307064 | 17th Floor Internal Fire Sprinkler System | Per Project | 0.0000 | 0.0000 | 14004 | S & I Flexible hose pipe 1200mm Length | No. | 41.0000 | 1285.02 | 132.001.001.005.003.025.002. | 1285.02 | Labour | 0 | 0.0000
307068 | 18th Floor Internal Sprinkler System | Per Project | 0.0000 | 0.0000 | 14004 | S & I Flexible hose pipe 1200mm Length | No. | 23.0000 | 1285.02 | 132.001.001.005.003.026.002. | 1285.02 | Labour | 0 | 0.0000
307072 | 19th Floor Internal Fire Sprinkler System | Per Project | 0.0000 | 0.0000 | 14004 | S & I Flexible hose pipe 1200mm Length | No. | 23.0000 | 1285.02 | 132.001.001.005.003.027.002. | 1285.02 | Labour | 0 | 0.0000
307076 | 20th Floor Internal Fire Sprinkler System | Per Project | 0.0000 | 0.0000 | 14004 | S & I Flexible hose pipe 1200mm Length | No. | 23.0000 | 1285.02 | 132.001.001.005.003.028.002. | 1285.02 | Labour | 0 | 0.0000
307080 | 21st Floor Internal Fire Sprinkler System | Per Project | 0.0000 | 0.0000 | 14004 | S & I Flexible hose pipe 1200mm Length | No. | 23.0000 | 1285.02 | 132.001.001.005.003.029.002. | 1285.02 | Labour | 0 | 0.0000
307084 | 22nd Floor Internal Fire Sprinkler System | Per Project | 0.0000 | 0.0000 | 14004 | S & I Flexible hose pipe 1200mm Length | No. | 41.0000 | 1285.02 | 132.001.001.005.003.030.002. | 1285.02 | Labour | 0 | 0.0000
307088 | 23rd Floor Internal Fire Sprinkler System | Per Project | 0.0000 | 0.0000 | 14004 | S & I Flexible hose pipe 1200mm Length | No. | 23.0000 | 1285.02 | 132.001.001.005.003.031.002. | 1285.02 | Labour | 0 | 0.0000
307116 | 24th Floor Internal Fire Sprinkler System | Per Project | 0.0000 | 0.0000 | 14004 | S & I Flexible hose pipe 1200mm Length | No. | 23.0000 | 1285.02 | 132.001.001.005.003.032.002. | 1285.02 | Labour | 0 | 0.0000
307092 | 25th Floor Internal Fire Sprinkler System | Per Project | 0.0000 | 0.0000 | 14004 | S & I Flexible hose pipe 1200mm Length | No. | 23.0000 | 1285.02 | 132.001.001.005.003.033.002. | 1285.02 | Labour | 0 | 0.0000
307096 | 26th Floor Internal Sprinkler System | Per Project | 0.0000 | 0.0000 | 14004 | S & I Flexible hose pipe 1200mm Length | No. | 23.0000 | 1285.02 | 132.001.001.005.003.034.002. | 1285.02 | Labour | 0 | 0.0000
307100 | 27th Floor Internal Sprinkler System | Per Project | 0.0000 | 0.0000 | 14004 | S & I Flexible hose pipe 1200mm Length | No. | 73.0000 | 1285.02 | 132.001.001.005.003.035.002. | 1285.02 | Labour | 0 | 0.0000
307112 | Terrace Floor Internal Sprinkler System | Per Project | 0.0000 | 0.0000 | 14004 | S & I Flexible hose pipe 1200mm Length | No. | 23.0000 | 1285.02 | 132.001.001.005.003.038.002. | 1285.02 | Labour | 0 | 0.0000
298593 | Project Fabrication Work | Per Project | 0.0000 | 0.0000 | 4117 | Repairing Charges | Job | 2.0000 | 1250 | 132.001.001.008.018.002. | 1250 | Labour | 0 | 0.0000
301363 | Lift Pressurization Work | Per Project | 0.0000 | 0.0000 | 13550 | S&I Of pressure Transmitter | No. | 6.0000 | 1246.08 | 132.001.001.007.002.001. | 1246.08 | Labour | 167 | 2.1600 | C+S GST 18% I/P RD
301364 | Staircase Pressurization Work | Per Project | 0.0000 | 0.0000 | 13550 | S&I Of pressure Transmitter | No. | 6.0000 | 1246.08 | 132.001.001.007.004.001. | 1246.08 | Labour | 167 | 2.1600 | C+S GST 18% I/P RD
301363 | Lift Pressurization Work | Per Project | 0.0000 | 0.0000 | 13544 | S & I Of GI Sheet Metal Duct | Sq.Mt | 40.0000 | 1142.24 | 132.001.001.007.002.001. | 1142.24 | Labour | 167 | 21.6000 | C+S GST 18% I/P RD
301364 | Staircase Pressurization Work | Per Project | 0.0000 | 0.0000 | 13544 | S & I Of GI Sheet Metal Duct | Sq.Mt | 50.0000 | 1142.24 | 132.001.001.007.004.001. | 1142.24 | Labour | 167 | 27.0000 | C+S GST 18% I/P RD
307009 | 3rd / Podium Floor Internal Fire Extinguisher | Per Project | 0.0000 | 0.0000 | 8371 | ABC Type Fire Extinguisher (L) | No. | 2.0000 | 1124.54 | 132.001.001.005.003.010.003. | 1124.54 | Labour | 0 | 0.0000
307013 | 4th Floor Internal Fire Extinguisher | Per Project | 0.0000 | 0.0000 | 8371 | ABC Type Fire Extinguisher (L) | No. | 2.0000 | 1124.54 | 132.001.001.005.003.012.003. | 1124.54 | Labour | 0 | 0.0000
307017 | 5th Floor Internal Fire Extinguisher | Per Project | 0.0000 | 0.0000 | 8371 | ABC Type Fire Extinguisher (L) | No. | 2.0000 | 1124.54 | 132.001.001.005.003.013.003. | 1124.54 | Labour | 0 | 0.0000
307021 | 6th Floor Internal Fire Extinguisher | Per Project | 0.0000 | 0.0000 | 8371 | ABC Type Fire Extinguisher (L) | No. | 2.0000 | 1124.54 | 132.001.001.005.003.014.003. | 1124.54 | Labour | 0 | 0.0000
307025 | 7th Floor Internal Fire Extinguisher | Per Project | 0.0000 | 0.0000 | 8371 | ABC Type Fire Extinguisher (L) | No. | 2.0000 | 1124.54 | 132.001.001.005.003.015.003. | 1124.54 | Labour | 0 | 0.0000
307029 | 8th Floor Internal Fire Extinguisher | Per Project | 0.0000 | 0.0000 | 8371 | ABC Type Fire Extinguisher (L) | No. | 2.0000 | 1124.54 | 132.001.001.005.003.016.003. | 1124.54 | Labour | 0 | 0.0000
307033 | 9th Floor Internal Fire Extinguisher | Per Project | 0.0000 | 0.0000 | 8371 | ABC Type Fire Extinguisher (L) | No. | 2.0000 | 1124.54 | 132.001.001.005.003.017.003. | 1124.54 | Labour | 0 | 0.0000
307037 | 10th Floor Internal Fire Extinguisher | Per Project | 0.0000 | 0.0000 | 8371 | ABC Type Fire Extinguisher (L) | No. | 2.0000 | 1124.54 | 132.001.001.005.003.018.003. | 1124.54 | Labour | 0 | 0.0000
307041 | 11th Floor Internal Fire Extinguisher | Per Project | 0.0000 | 0.0000 | 8371 | ABC Type Fire Extinguisher (L) | No. | 2.0000 | 1124.54 | 132.001.001.005.003.019.003. | 1124.54 | Labour | 0 | 0.0000
307045 | 12th Floor Internal Fire Extinguisher | Per Project | 0.0000 | 0.0000 | 8371 | ABC Type Fire Extinguisher (L) | No. | 2.0000 | 1124.54 | 132.001.001.005.003.020.003. | 1124.54 | Labour | 0 | 0.0000
307049 | 13th Floor Internal Fire Extinguisher | Per Project | 0.0000 | 0.0000 | 8371 | ABC Type Fire Extinguisher (L) | No. | 2.0000 | 1124.54 | 132.001.001.005.003.021.003. | 1124.54 | Labour | 0 | 0.0000
307053 | 14th Floor Internal Fire Extinguisher | Per Project | 0.0000 | 0.0000 | 8371 | ABC Type Fire Extinguisher (L) | No. | 2.0000 | 1124.54 | 132.001.001.005.003.022.003. | 1124.54 | Labour | 0 | 0.0000
307057 | 15th Floor Internal Fire Extinguisher | Per Project | 0.0000 | 0.0000 | 8371 | ABC Type Fire Extinguisher (L) | No. | 2.0000 | 1124.54 | 132.001.001.005.003.023.003. | 1124.54 | Labour | 0 | 0.0000
307061 | 16th Floor Internal Fire Extinguisher | Per Project | 0.0000 | 0.0000 | 8371 | ABC Type Fire Extinguisher (L) | No. | 2.0000 | 1124.54 | 132.001.001.005.003.024.003. | 1124.54 | Labour | 0 | 0.0000
307065 | 17th Floor Internal Fire Extinguisher | Per Project | 0.0000 | 0.0000 | 8371 | ABC Type Fire Extinguisher (L) | No. | 2.0000 | 1124.54 | 132.001.001.005.003.025.003. | 1124.54 | Labour | 0 | 0.0000
307069 | 18th Floor Internal Fire Extinguisher | Per Project | 0.0000 | 0.0000 | 8371 | ABC Type Fire Extinguisher (L) | No. | 2.0000 | 1124.54 | 132.001.001.005.003.026.003. | 1124.54 | Labour | 0 | 0.0000
307073 | 19th Floor Internal Fire Extinguisher | Per Project | 0.0000 | 0.0000 | 8371 | ABC Type Fire Extinguisher (L) | No. | 2.0000 | 1124.54 | 132.001.001.005.003.027.003. | 1124.54 | Labour | 0 | 0.0000
307077 | 20th Floor Internal Fire Extinguisher | Per Project | 0.0000 | 0.0000 | 8371 | ABC Type Fire Extinguisher (L) | No. | 2.0000 | 1124.54 | 132.001.001.005.003.028.003. | 1124.54 | Labour | 0 | 0.0000
307081 | 21st Floor Internal Fire Extinguisher | Per Project | 0.0000 | 0.0000 | 8371 | ABC Type Fire Extinguisher (L) | No. | 2.0000 | 1124.54 | 132.001.001.005.003.029.003. | 1124.54 | Labour | 0 | 0.0000
307085 | 22nd Floor Internal Fire Extinguisher | Per Project | 0.0000 | 0.0000 | 8371 | ABC Type Fire Extinguisher (L) | No. | 2.0000 | 1124.54 | 132.001.001.005.003.030.003. | 1124.54 | Labour | 0 | 0.0000
307089 | 23rd Floor Internal Fire Extinguisher | Per Project | 0.0000 | 0.0000 | 8371 | ABC Type Fire Extinguisher (L) | No. | 2.0000 | 1124.54 | 132.001.001.005.003.031.003. | 1124.54 | Labour | 0 | 0.0000
307117 | 24th Floor Internal Fire Extinguisher | Per Project | 0.0000 | 0.0000 | 8371 | ABC Type Fire Extinguisher (L) | No. | 2.0000 | 1124.54 | 132.001.001.005.003.032.003. | 1124.54 | Labour | 0 | 0.0000
307093 | 25th Floor Internal Fire Extinguisher | Per Project | 0.0000 | 0.0000 | 8371 | ABC Type Fire Extinguisher (L) | No. | 2.0000 | 1124.54 | 132.001.001.005.003.033.003. | 1124.54 | Labour | 0 | 0.0000
307097 | 26th Floor Internal Fire Extinguisher | Per Project | 0.0000 | 0.0000 | 8371 | ABC Type Fire Extinguisher (L) | No. | 2.0000 | 1124.54 | 132.001.001.005.003.034.003. | 1124.54 | Labour | 0 | 0.0000
307101 | 27th Floor Internal Fire Extinguisher | Per Project | 0.0000 | 0.0000 | 8371 | ABC Type Fire Extinguisher (L) | No. | 2.0000 | 1124.54 | 132.001.001.005.003.035.003. | 1124.54 | Labour | 0 | 0.0000
307113 | Terrace Floor Internal Fire Extinguisher | Per Project | 0.0000 | 0.0000 | 8371 | ABC Type Fire Extinguisher (L) | No. | 2.0000 | 1124.54 | 132.001.001.005.003.038.003. | 1124.54 | Labour | 0 | 0.0000
286674 | Labour Camp Excavation Work | Per Project | 0.0000 | 0.0000 | 1971 | Breaker | Hour | 2.0000 | 1121 | 132.001.001.008.012.001. | 1121 | Labour | 0 | 0.0000
301369 | Fire Alarm System P.A & Fire Evacution System | Job | 0.0000 | 0.0000 | 13126 | S&I Signal initiating devices | No. | 39.0000 | 1087.25 | 132.001.001.005.003.011.003. | 1087.25 | Labour | 167 | 7.0200 | C+S GST 18% I/P RD
287002 | Goa Shed Toilet Work | Per Project | 0.0000 | 0.0000 | 3204 | Tappa BBM | No. | 5.0000 | 1000 | 132.001.001.008.012.004. | 1000 | Labour | 0 | 0.0000
310371 | PMC Road Widening Work | Per Project | 0.0000 | 0.0000 | 14111 | Mason- | No. | 14.0000 | 1000 | 132.001.001.009.001.002.002. | 1000 | Labour | 167 | 2.5200 | C+S GST 18% I/P RD
307008 | 3rd / Podium Floor Internal Fire Sprinkler System | Per Project | 0.0000 | 0.0000 | 9633 | S & I GI C Class Pipe 50mm dia | Mtrs | 22.0000 | 936.92 | 132.001.001.005.003.010.002. | 936.92 | Labour | 0 | 0.0000
307012 | 4th Floor Internal Fire Sprinkler System | Per Project | 0.0000 | 0.0000 | 9633 | S & I GI C Class Pipe 50mm dia | Mtrs | 22.0000 | 936.92 | 132.001.001.005.003.012.002. | 936.92 | Labour | 0 | 0.0000
307016 | 5th Floor Internal Fire Sprinkler System | Per Project | 0.0000 | 0.0000 | 9633 | S & I GI C Class Pipe 50mm dia | Mtrs | 22.0000 | 936.92 | 132.001.001.005.003.013.002. | 936.92 | Labour | 0 | 0.0000
307020 | 6th Floor Internal Fire Sprinkler System | Per Project | 0.0000 | 0.0000 | 9633 | S & I GI C Class Pipe 50mm dia | Mtrs | 22.0000 | 936.92 | 132.001.001.005.003.014.002. | 936.92 | Labour | 0 | 0.0000
307024 | 7th Floor Internal Fire Sprinkler System | Per Project | 0.0000 | 0.0000 | 9633 | S & I GI C Class Pipe 50mm dia | Mtrs | 22.0000 | 936.92 | 132.001.001.005.003.015.002. | 936.92 | Labour | 0 | 0.0000
307028 | 8th Floor Internal Fire Sprinkler System | Per Project | 0.0000 | 0.0000 | 9633 | S & I GI C Class Pipe 50mm dia | Mtrs | 22.0000 | 936.92 | 132.001.001.005.003.016.002. | 936.92 | Labour | 0 | 0.0000
307032 | 9th Floor Internal Fire Sprinkler System | Per Project | 0.0000 | 0.0000 | 9633 | S & I GI C Class Pipe 50mm dia | Mtrs | 22.0000 | 936.92 | 132.001.001.005.003.017.002. | 936.92 | Labour | 0 | 0.0000
307036 | 10th Floor Internal Fire Sprinkler System | Per Project | 0.0000 | 0.0000 | 9633 | S & I GI C Class Pipe 50mm dia | Mtrs | 22.0000 | 936.92 | 132.001.001.005.003.018.002. | 936.92 | Labour | 0 | 0.0000
307040 | 11th Floor Internal Fire Sprinkler System | Per Project | 0.0000 | 0.0000 | 9633 | S & I GI C Class Pipe 50mm dia | Mtrs | 22.0000 | 936.92 | 132.001.001.005.003.019.002. | 936.92 | Labour | 0 | 0.0000
307044 | 12th Floor Internal Fire Sprinkler System | Per Project | 0.0000 | 0.0000 | 9633 | S & I GI C Class Pipe 50mm dia | Mtrs | 22.0000 | 936.92 | 132.001.001.005.003.020.002. | 936.92 | Labour | 0 | 0.0000
307048 | 13th Floor Internal Fire Sprinkler System | Per Project | 0.0000 | 0.0000 | 9633 | S & I GI C Class Pipe 50mm dia | Mtrs | 22.0000 | 936.92 | 132.001.001.005.003.021.002. | 936.92 | Labour | 0 | 0.0000
307052 | 14th Floor Internal Fire Sprinkler System | Per Project | 0.0000 | 0.0000 | 9633 | S & I GI C Class Pipe 50mm dia | Mtrs | 22.0000 | 936.92 | 132.001.001.005.003.022.002. | 936.92 | Labour | 0 | 0.0000
307056 | 15th Floor Internal Fire Sprinkler System | Per Project | 0.0000 | 0.0000 | 9633 | S & I GI C Class Pipe 50mm dia | Mtrs | 22.0000 | 936.92 | 132.001.001.005.003.023.002. | 936.92 | Labour | 0 | 0.0000
307060 | 16th Floor Internal Fire Sprinkler System | Per Project | 0.0000 | 0.0000 | 9633 | S & I GI C Class Pipe 50mm dia | Mtrs | 22.0000 | 936.92 | 132.001.001.005.003.024.002. | 936.92 | Labour | 0 | 0.0000
307064 | 17th Floor Internal Fire Sprinkler System | Per Project | 0.0000 | 0.0000 | 9633 | S & I GI C Class Pipe 50mm dia | Mtrs | 22.0000 | 936.92 | 132.001.001.005.003.025.002. | 936.92 | Labour | 0 | 0.0000
307068 | 18th Floor Internal Sprinkler System | Per Project | 0.0000 | 0.0000 | 9633 | S & I GI C Class Pipe 50mm dia | Mtrs | 22.0000 | 936.92 | 132.001.001.005.003.026.002. | 936.92 | Labour | 0 | 0.0000
307072 | 19th Floor Internal Fire Sprinkler System | Per Project | 0.0000 | 0.0000 | 9633 | S & I GI C Class Pipe 50mm dia | Mtrs | 22.0000 | 936.92 | 132.001.001.005.003.027.002. | 936.92 | Labour | 0 | 0.0000
307076 | 20th Floor Internal Fire Sprinkler System | Per Project | 0.0000 | 0.0000 | 9633 | S & I GI C Class Pipe 50mm dia | Mtrs | 22.0000 | 936.92 | 132.001.001.005.003.028.002. | 936.92 | Labour | 0 | 0.0000
307080 | 21st Floor Internal Fire Sprinkler System | Per Project | 0.0000 | 0.0000 | 9633 | S & I GI C Class Pipe 50mm dia | Mtrs | 22.0000 | 936.92 | 132.001.001.005.003.029.002. | 936.92 | Labour | 0 | 0.0000
307084 | 22nd Floor Internal Fire Sprinkler System | Per Project | 0.0000 | 0.0000 | 9633 | S & I GI C Class Pipe 50mm dia | Mtrs | 22.0000 | 936.92 | 132.001.001.005.003.030.002. | 936.92 | Labour | 0 | 0.0000
307088 | 23rd Floor Internal Fire Sprinkler System | Per Project | 0.0000 | 0.0000 | 9633 | S & I GI C Class Pipe 50mm dia | Mtrs | 22.0000 | 936.92 | 132.001.001.005.003.031.002. | 936.92 | Labour | 0 | 0.0000
307116 | 24th Floor Internal Fire Sprinkler System | Per Project | 0.0000 | 0.0000 | 9633 | S & I GI C Class Pipe 50mm dia | Mtrs | 22.0000 | 936.92 | 132.001.001.005.003.032.002. | 936.92 | Labour | 0 | 0.0000
307092 | 25th Floor Internal Fire Sprinkler System | Per Project | 0.0000 | 0.0000 | 9633 | S & I GI C Class Pipe 50mm dia | Mtrs | 22.0000 | 936.92 | 132.001.001.005.003.033.002. | 936.92 | Labour | 0 | 0.0000
307096 | 26th Floor Internal Sprinkler System | Per Project | 0.0000 | 0.0000 | 9633 | S & I GI C Class Pipe 50mm dia | Mtrs | 22.0000 | 936.92 | 132.001.001.005.003.034.002. | 936.92 | Labour | 0 | 0.0000
307100 | 27th Floor Internal Sprinkler System | Per Project | 0.0000 | 0.0000 | 9633 | S & I GI C Class Pipe 50mm dia | Mtrs | 33.0000 | 936.92 | 132.001.001.005.003.035.002. | 936.92 | Labour | 0 | 0.0000
307112 | Terrace Floor Internal Sprinkler System | Per Project | 0.0000 | 0.0000 | 9633 | S & I GI C Class Pipe 50mm dia | Mtrs | 22.0000 | 936.92 | 132.001.001.005.003.038.002. | 936.92 | Labour | 0 | 0.0000
298508 | Godown Making Work | Per Project | 0.0000 | 0.0000 | 6915 | Door | No. | 7.0000 | 900 | 132.001.001.008.018.001. | 900 | Labour | 0 | 0.0000
310371 | PMC Road Widening Work | Per Project | 0.0000 | 0.0000 | 14040 | Plaster Mason- | No. | 16.0000 | 735 | 132.001.001.009.001.002.002. | 735 | Labour | 167 | 2.8800 | C+S GST 18% I/P RD
307008 | 3rd / Podium Floor Internal Fire Sprinkler System | Per Project | 0.0000 | 0.0000 | 9634 | S & I GI C Class Pipe 40mm dia | Mtrs | 66.0000 | 717.44 | 132.001.001.005.003.010.002. | 717.44 | Labour | 0 | 0.0000
307012 | 4th Floor Internal Fire Sprinkler System | Per Project | 0.0000 | 0.0000 | 9634 | S & I GI C Class Pipe 40mm dia | Mtrs | 66.0000 | 717.44 | 132.001.001.005.003.012.002. | 717.44 | Labour | 0 | 0.0000
307016 | 5th Floor Internal Fire Sprinkler System | Per Project | 0.0000 | 0.0000 | 9634 | S & I GI C Class Pipe 40mm dia | Mtrs | 66.0000 | 717.44 | 132.001.001.005.003.013.002. | 717.44 | Labour | 0 | 0.0000
307020 | 6th Floor Internal Fire Sprinkler System | Per Project | 0.0000 | 0.0000 | 9634 | S & I GI C Class Pipe 40mm dia | Mtrs | 66.0000 | 717.44 | 132.001.001.005.003.014.002. | 717.44 | Labour | 0 | 0.0000
307024 | 7th Floor Internal Fire Sprinkler System | Per Project | 0.0000 | 0.0000 | 9634 | S & I GI C Class Pipe 40mm dia | Mtrs | 66.0000 | 717.44 | 132.001.001.005.003.015.002. | 717.44 | Labour | 0 | 0.0000
307028 | 8th Floor Internal Fire Sprinkler System | Per Project | 0.0000 | 0.0000 | 9634 | S & I GI C Class Pipe 40mm dia | Mtrs | 66.0000 | 717.44 | 132.001.001.005.003.016.002. | 717.44 | Labour | 0 | 0.0000
307032 | 9th Floor Internal Fire Sprinkler System | Per Project | 0.0000 | 0.0000 | 9634 | S & I GI C Class Pipe 40mm dia | Mtrs | 66.0000 | 717.44 | 132.001.001.005.003.017.002. | 717.44 | Labour | 0 | 0.0000
307036 | 10th Floor Internal Fire Sprinkler System | Per Project | 0.0000 | 0.0000 | 9634 | S & I GI C Class Pipe 40mm dia | Mtrs | 66.0000 | 717.44 | 132.001.001.005.003.018.002. | 717.44 | Labour | 0 | 0.0000
307040 | 11th Floor Internal Fire Sprinkler System | Per Project | 0.0000 | 0.0000 | 9634 | S & I GI C Class Pipe 40mm dia | Mtrs | 66.0000 | 717.44 | 132.001.001.005.003.019.002. | 717.44 | Labour | 0 | 0.0000
307044 | 12th Floor Internal Fire Sprinkler System | Per Project | 0.0000 | 0.0000 | 9634 | S & I GI C Class Pipe 40mm dia | Mtrs | 66.0000 | 717.44 | 132.001.001.005.003.020.002. | 717.44 | Labour | 0 | 0.0000
307048 | 13th Floor Internal Fire Sprinkler System | Per Project | 0.0000 | 0.0000 | 9634 | S & I GI C Class Pipe 40mm dia | Mtrs | 66.0000 | 717.44 | 132.001.001.005.003.021.002. | 717.44 | Labour | 0 | 0.0000
307052 | 14th Floor Internal Fire Sprinkler System | Per Project | 0.0000 | 0.0000 | 9634 | S & I GI C Class Pipe 40mm dia | Mtrs | 66.0000 | 717.44 | 132.001.001.005.003.022.002. | 717.44 | Labour | 0 | 0.0000
307056 | 15th Floor Internal Fire Sprinkler System | Per Project | 0.0000 | 0.0000 | 9634 | S & I GI C Class Pipe 40mm dia | Mtrs | 66.0000 | 717.44 | 132.001.001.005.003.023.002. | 717.44 | Labour | 0 | 0.0000
307060 | 16th Floor Internal Fire Sprinkler System | Per Project | 0.0000 | 0.0000 | 9634 | S & I GI C Class Pipe 40mm dia | Mtrs | 66.0000 | 717.44 | 132.001.001.005.003.024.002. | 717.44 | Labour | 0 | 0.0000
307064 | 17th Floor Internal Fire Sprinkler System | Per Project | 0.0000 | 0.0000 | 9634 | S & I GI C Class Pipe 40mm dia | Mtrs | 66.0000 | 717.44 | 132.001.001.005.003.025.002. | 717.44 | Labour | 0 | 0.0000
307068 | 18th Floor Internal Sprinkler System | Per Project | 0.0000 | 0.0000 | 9634 | S & I GI C Class Pipe 40mm dia | Mtrs | 66.0000 | 717.44 | 132.001.001.005.003.026.002. | 717.44 | Labour | 0 | 0.0000
307072 | 19th Floor Internal Fire Sprinkler System | Per Project | 0.0000 | 0.0000 | 9634 | S & I GI C Class Pipe 40mm dia | Mtrs | 66.0000 | 717.44 | 132.001.001.005.003.027.002. | 717.44 | Labour | 0 | 0.0000
307076 | 20th Floor Internal Fire Sprinkler System | Per Project | 0.0000 | 0.0000 | 9634 | S & I GI C Class Pipe 40mm dia | Mtrs | 66.0000 | 717.44 | 132.001.001.005.003.028.002. | 717.44 | Labour | 0 | 0.0000
307080 | 21st Floor Internal Fire Sprinkler System | Per Project | 0.0000 | 0.0000 | 9634 | S & I GI C Class Pipe 40mm dia | Mtrs | 66.0000 | 717.44 | 132.001.001.005.003.029.002. | 717.44 | Labour | 0 | 0.0000
307084 | 22nd Floor Internal Fire Sprinkler System | Per Project | 0.0000 | 0.0000 | 9634 | S & I GI C Class Pipe 40mm dia | Mtrs | 66.0000 | 717.44 | 132.001.001.005.003.030.002. | 717.44 | Labour | 0 | 0.0000
307088 | 23rd Floor Internal Fire Sprinkler System | Per Project | 0.0000 | 0.0000 | 9634 | S & I GI C Class Pipe 40mm dia | Mtrs | 66.0000 | 717.44 | 132.001.001.005.003.031.002. | 717.44 | Labour | 0 | 0.0000
307116 | 24th Floor Internal Fire Sprinkler System | Per Project | 0.0000 | 0.0000 | 9634 | S & I GI C Class Pipe 40mm dia | Mtrs | 66.0000 | 717.44 | 132.001.001.005.003.032.002. | 717.44 | Labour | 0 | 0.0000
307092 | 25th Floor Internal Fire Sprinkler System | Per Project | 0.0000 | 0.0000 | 9634 | S & I GI C Class Pipe 40mm dia | Mtrs | 66.0000 | 717.44 | 132.001.001.005.003.033.002. | 717.44 | Labour | 0 | 0.0000
307096 | 26th Floor Internal Sprinkler System | Per Project | 0.0000 | 0.0000 | 9634 | S & I GI C Class Pipe 40mm dia | Mtrs | 66.0000 | 717.44 | 132.001.001.005.003.034.002. | 717.44 | Labour | 0 | 0.0000
307100 | 27th Floor Internal Sprinkler System | Per Project | 0.0000 | 0.0000 | 9634 | S & I GI C Class Pipe 40mm dia | Mtrs | 88.0000 | 717.44 | 132.001.001.005.003.035.002. | 717.44 | Labour | 0 | 0.0000
307112 | Terrace Floor Internal Sprinkler System | Per Project | 0.0000 | 0.0000 | 9634 | S & I GI C Class Pipe 40mm dia | Mtrs | 66.0000 | 717.44 | 132.001.001.005.003.038.002. | 717.44 | Labour | 0 | 0.0000
310371 | PMC Road Widening Work | Per Project | 0.0000 | 0.0000 | 13769 | Breaker- | Day | 3.0000 | 600 | 132.001.001.009.001.002.002. | 600 | Labour | 167 | 1.0800 | C+S GST 18% I/P RD
307008 | 3rd / Podium Floor Internal Fire Sprinkler System | Per Project | 0.0000 | 0.0000 | 9635 | S & I GI C Class Pipe 32mm dia | Mtrs | 71.5000 | 588.82 | 132.001.001.005.003.010.002. | 588.82 | Labour | 0 | 0.0000
307012 | 4th Floor Internal Fire Sprinkler System | Per Project | 0.0000 | 0.0000 | 9635 | S & I GI C Class Pipe 32mm dia | Mtrs | 71.5000 | 588.82 | 132.001.001.005.003.012.002. | 588.82 | Labour | 0 | 0.0000
307016 | 5th Floor Internal Fire Sprinkler System | Per Project | 0.0000 | 0.0000 | 9635 | S & I GI C Class Pipe 32mm dia | Mtrs | 71.5000 | 588.82 | 132.001.001.005.003.013.002. | 588.82 | Labour | 0 | 0.0000
307020 | 6th Floor Internal Fire Sprinkler System | Per Project | 0.0000 | 0.0000 | 9635 | S & I GI C Class Pipe 32mm dia | Mtrs | 71.5000 | 588.82 | 132.001.001.005.003.014.002. | 588.82 | Labour | 0 | 0.0000
307024 | 7th Floor Internal Fire Sprinkler System | Per Project | 0.0000 | 0.0000 | 9635 | S & I GI C Class Pipe 32mm dia | Mtrs | 77.0000 | 588.82 | 132.001.001.005.003.015.002. | 588.82 | Labour | 0 | 0.0000
307028 | 8th Floor Internal Fire Sprinkler System | Per Project | 0.0000 | 0.0000 | 9635 | S & I GI C Class Pipe 32mm dia | Mtrs | 71.5000 | 588.82 | 132.001.001.005.003.016.002. | 588.82 | Labour | 0 | 0.0000
307032 | 9th Floor Internal Fire Sprinkler System | Per Project | 0.0000 | 0.0000 | 9635 | S & I GI C Class Pipe 32mm dia | Mtrs | 71.5000 | 588.82 | 132.001.001.005.003.017.002. | 588.82 | Labour | 0 | 0.0000
307036 | 10th Floor Internal Fire Sprinkler System | Per Project | 0.0000 | 0.0000 | 9635 | S & I GI C Class Pipe 32mm dia | Mtrs | 71.5000 | 588.82 | 132.001.001.005.003.018.002. | 588.82 | Labour | 0 | 0.0000
307040 | 11th Floor Internal Fire Sprinkler System | Per Project | 0.0000 | 0.0000 | 9635 | S & I GI C Class Pipe 32mm dia | Mtrs | 71.5000 | 588.82 | 132.001.001.005.003.019.002. | 588.82 | Labour | 0 | 0.0000
307044 | 12th Floor Internal Fire Sprinkler System | Per Project | 0.0000 | 0.0000 | 9635 | S & I GI C Class Pipe 32mm dia | Mtrs | 77.0000 | 588.82 | 132.001.001.005.003.020.002. | 588.82 | Labour | 0 | 0.0000
307048 | 13th Floor Internal Fire Sprinkler System | Per Project | 0.0000 | 0.0000 | 9635 | S & I GI C Class Pipe 32mm dia | Mtrs | 71.5000 | 588.82 | 132.001.001.005.003.021.002. | 588.82 | Labour | 0 | 0.0000
307052 | 14th Floor Internal Fire Sprinkler System | Per Project | 0.0000 | 0.0000 | 9635 | S & I GI C Class Pipe 32mm dia | Mtrs | 71.5000 | 588.82 | 132.001.001.005.003.022.002. | 588.82 | Labour | 0 | 0.0000
307056 | 15th Floor Internal Fire Sprinkler System | Per Project | 0.0000 | 0.0000 | 9635 | S & I GI C Class Pipe 32mm dia | Mtrs | 71.5000 | 588.82 | 132.001.001.005.003.023.002. | 588.82 | Labour | 0 | 0.0000
307060 | 16th Floor Internal Fire Sprinkler System | Per Project | 0.0000 | 0.0000 | 9635 | S & I GI C Class Pipe 32mm dia | Mtrs | 71.5000 | 588.82 | 132.001.001.005.003.024.002. | 588.82 | Labour | 0 | 0.0000
307064 | 17th Floor Internal Fire Sprinkler System | Per Project | 0.0000 | 0.0000 | 9635 | S & I GI C Class Pipe 32mm dia | Mtrs | 77.0000 | 588.82 | 132.001.001.005.003.025.002. | 588.82 | Labour | 0 | 0.0000
307068 | 18th Floor Internal Sprinkler System | Per Project | 0.0000 | 0.0000 | 9635 | S & I GI C Class Pipe 32mm dia | Mtrs | 71.5000 | 588.82 | 132.001.001.005.003.026.002. | 588.82 | Labour | 0 | 0.0000
307072 | 19th Floor Internal Fire Sprinkler System | Per Project | 0.0000 | 0.0000 | 9635 | S & I GI C Class Pipe 32mm dia | Mtrs | 71.5000 | 588.82 | 132.001.001.005.003.027.002. | 588.82 | Labour | 0 | 0.0000
307076 | 20th Floor Internal Fire Sprinkler System | Per Project | 0.0000 | 0.0000 | 9635 | S & I GI C Class Pipe 32mm dia | Mtrs | 71.5000 | 588.82 | 132.001.001.005.003.028.002. | 588.82 | Labour | 0 | 0.0000
307080 | 21st Floor Internal Fire Sprinkler System | Per Project | 0.0000 | 0.0000 | 9635 | S & I GI C Class Pipe 32mm dia | Mtrs | 71.5000 | 588.82 | 132.001.001.005.003.029.002. | 588.82 | Labour | 0 | 0.0000
307084 | 22nd Floor Internal Fire Sprinkler System | Per Project | 0.0000 | 0.0000 | 9635 | S & I GI C Class Pipe 32mm dia | Mtrs | 77.0000 | 588.82 | 132.001.001.005.003.030.002. | 588.82 | Labour | 0 | 0.0000
307088 | 23rd Floor Internal Fire Sprinkler System | Per Project | 0.0000 | 0.0000 | 9635 | S & I GI C Class Pipe 32mm dia | Mtrs | 71.5000 | 588.82 | 132.001.001.005.003.031.002. | 588.82 | Labour | 0 | 0.0000
307116 | 24th Floor Internal Fire Sprinkler System | Per Project | 0.0000 | 0.0000 | 9635 | S & I GI C Class Pipe 32mm dia | Mtrs | 71.5000 | 588.82 | 132.001.001.005.003.032.002. | 588.82 | Labour | 0 | 0.0000
307092 | 25th Floor Internal Fire Sprinkler System | Per Project | 0.0000 | 0.0000 | 9635 | S & I GI C Class Pipe 32mm dia | Mtrs | 71.5000 | 588.82 | 132.001.001.005.003.033.002. | 588.82 | Labour | 0 | 0.0000
307096 | 26th Floor Internal Sprinkler System | Per Project | 0.0000 | 0.0000 | 9635 | S & I GI C Class Pipe 32mm dia | Mtrs | 71.5000 | 588.82 | 132.001.001.005.003.034.002. | 588.82 | Labour | 0 | 0.0000
307100 | 27th Floor Internal Sprinkler System | Per Project | 0.0000 | 0.0000 | 9635 | S & I GI C Class Pipe 32mm dia | Mtrs | 132.0000 | 588.82 | 132.001.001.005.003.035.002. | 588.82 | Labour | 0 | 0.0000
307112 | Terrace Floor Internal Sprinkler System | Per Project | 0.0000 | 0.0000 | 9635 | S & I GI C Class Pipe 32mm dia | Mtrs | 71.5000 | 588.82 | 132.001.001.005.003.038.002. | 588.82 | Labour | 0 | 0.0000
301363 | Lift Pressurization Work | Per Project | 0.0000 | 0.0000 | 13761 | 3C X 6 Sqmm Armoured Copper cable | RMT | 50.0000 | 555.54 | 132.001.001.007.002.001. | 555.54 | Labour | 167 | 18.0000 | C+S GST 18% I/P RD
301364 | Staircase Pressurization Work | Per Project | 0.0000 | 0.0000 | 13761 | 3C X 6 Sqmm Armoured Copper cable | RMT | 60.0000 | 555.54 | 132.001.001.007.004.001. | 555.54 | Labour | 167 | 21.6000 | C+S GST 18% I/P RD
149006 | W5 Excavation Work Excavation Work | Cu.Mtrs | 0.0000 | 0.0000 | 7617 | Back filling & Compaction | Cu.Mtrs | 2800.0000 | 550 | 132.001.001.002.001.001. | 550 | Labour | 167 | 504.0000 | C+S GST 18% I/P RD
287268 | Project Curing line Work | Per Project | 0.0000 | 0.0000 | 7903 | 100mm dia Butterfly valve(L) | No. | 2.0000 | 542.8 | 132.001.001.005.002.038.001. | 542.8 | Labour | 0 | 0.0000
266764 | W5+W6 Upto Basement 4 Floor Raft lvl-81.00 Rock Anchoring 32 | No. | 696.0000 | 696.0000 | 11913 | Rock anchoring | No. | 696.0000 | 531 | 132.001.001.002.002.001.002. | 531 | Labour | 0 | 0.0000
310371 | PMC Road Widening Work | Per Project | 0.0000 | 0.0000 | 1464 | Brick Work Mason | No. | 1.0000 | 525 | 132.001.001.009.001.002.002. | 525 | Labour | 167 | 95.0000 | C+S GST 18% I/P RD
271105 | W5+W6 Upto Basement 4 Floor Raft lvl-81.00 Rock Anchoring 32 | No. | 2358.0000 | 2358.0000 | 11913 | Rock anchoring | No. | 2358.0000 | 472 | 132.001.001.002.002.001.012. | 472 | Labour | 0 | 0.0000
269225 | Basement 4 W/P Retaining wall waterproofing-(Sq.Mtr) | Sq.Mt | 0.0000 | 0.0000 | 7549 | P/F Swellable waterbar | RMT | 1325.0000 | 442.5 | 132.001.001.002.006.001.003. | 442.5 | Labour | 0 | 0.0000
269224 | Basement 4 W/P Raft waterproofing | Sq.Mt | 0.0000 | 0.0000 | 11954 | PRP/Rock anchor /PVC Sleeves Treatment | No. | 793.0000 | 413 | 132.001.001.002.006.001.002. | 413 | Labour | 0 | 0.0000
269494 | Plant & Machinery Work | Per Project | 0.0000 | 0.0000 | 11852 | Testing Safety Material | No. | 50.0000 | 396.95 | 132.001.001.007.001. | 396.95 | Labour | 0 | 0.0000
291423 | Steel Testing Work | Per Project | 0.0000 | 0.0000 | 3762 | Chemcial Testing | No. | 7.0000 | 354 | 132.001.001.008.005.003. | 354 | Labour | 0 | 0.0000
149006 | W5 Excavation Work Excavation Work | Cu.Mtrs | 0.0000 | 0.0000 | 14110 | Rock Drilling Work | No. | 1540.0000 | 345.15 | 132.001.001.002.001.001. | 345.15 | Labour | 167 | 277.2000 | C+S GST 18% I/P RD
287268 | Project Curing line Work | Per Project | 0.0000 | 0.0000 | 13636 | Curing Line Fixing Work | RMT | 34.0000 | 332.94 | 132.001.001.005.002.038.001. | 332.94 | Labour | 167 | 6.1200 | C+S GST 18% I/P RD
307008 | 3rd / Podium Floor Internal Fire Sprinkler System | Per Project | 0.0000 | 0.0000 | 14010 | S&I Std Response Sidewall type sprinkle | No. | 56.0000 | 326.86 | 132.001.001.005.003.010.002. | 326.86 | Labour | 167 | 10.0800 | C+S GST 18% I/P RD
307012 | 4th Floor Internal Fire Sprinkler System | Per Project | 0.0000 | 0.0000 | 14010 | S&I Std Response Sidewall type sprinkle | No. | 56.0000 | 326.86 | 132.001.001.005.003.012.002. | 326.86 | Labour | 167 | 10.0800 | C+S GST 18% I/P RD
307016 | 5th Floor Internal Fire Sprinkler System | Per Project | 0.0000 | 0.0000 | 14010 | S&I Std Response Sidewall type sprinkle | No. | 56.0000 | 326.86 | 132.001.001.005.003.013.002. | 326.86 | Labour | 167 | 10.0800 | C+S GST 18% I/P RD
307020 | 6th Floor Internal Fire Sprinkler System | Per Project | 0.0000 | 0.0000 | 14010 | S&I Std Response Sidewall type sprinkle | No. | 56.0000 | 326.86 | 132.001.001.005.003.014.002. | 326.86 | Labour | 167 | 10.0800 | C+S GST 18% I/P RD
307024 | 7th Floor Internal Fire Sprinkler System | Per Project | 0.0000 | 0.0000 | 14010 | S&I Std Response Sidewall type sprinkle | No. | 53.0000 | 326.86 | 132.001.001.005.003.015.002. | 326.86 | Labour | 167 | 9.5400 | C+S GST 18% I/P RD
307028 | 8th Floor Internal Fire Sprinkler System | Per Project | 0.0000 | 0.0000 | 14010 | S&I Std Response Sidewall type sprinkle | No. | 56.0000 | 326.86 | 132.001.001.005.003.016.002. | 326.86 | Labour | 167 | 10.0800 | C+S GST 18% I/P RD
307032 | 9th Floor Internal Fire Sprinkler System | Per Project | 0.0000 | 0.0000 | 14010 | S&I Std Response Sidewall type sprinkle | No. | 56.0000 | 326.86 | 132.001.001.005.003.017.002. | 326.86 | Labour | 167 | 10.0800 | C+S GST 18% I/P RD
307036 | 10th Floor Internal Fire Sprinkler System | Per Project | 0.0000 | 0.0000 | 14010 | S&I Std Response Sidewall type sprinkle | No. | 56.0000 | 326.86 | 132.001.001.005.003.018.002. | 326.86 | Labour | 167 | 10.0800 | C+S GST 18% I/P RD
307040 | 11th Floor Internal Fire Sprinkler System | Per Project | 0.0000 | 0.0000 | 14010 | S&I Std Response Sidewall type sprinkle | No. | 56.0000 | 326.86 | 132.001.001.005.003.019.002. | 326.86 | Labour | 167 | 10.0800 | C+S GST 18% I/P RD
307044 | 12th Floor Internal Fire Sprinkler System | Per Project | 0.0000 | 0.0000 | 14010 | S&I Std Response Sidewall type sprinkle | No. | 53.0000 | 326.86 | 132.001.001.005.003.020.002. | 326.86 | Labour | 167 | 9.5400 | C+S GST 18% I/P RD
307048 | 13th Floor Internal Fire Sprinkler System | Per Project | 0.0000 | 0.0000 | 14010 | S&I Std Response Sidewall type sprinkle | No. | 56.0000 | 326.86 | 132.001.001.005.003.021.002. | 326.86 | Labour | 167 | 10.0800 | C+S GST 18% I/P RD
307052 | 14th Floor Internal Fire Sprinkler System | Per Project | 0.0000 | 0.0000 | 14010 | S&I Std Response Sidewall type sprinkle | No. | 56.0000 | 326.86 | 132.001.001.005.003.022.002. | 326.86 | Labour | 167 | 10.0800 | C+S GST 18% I/P RD
307056 | 15th Floor Internal Fire Sprinkler System | Per Project | 0.0000 | 0.0000 | 14010 | S&I Std Response Sidewall type sprinkle | No. | 56.0000 | 326.86 | 132.001.001.005.003.023.002. | 326.86 | Labour | 167 | 10.0800 | C+S GST 18% I/P RD
307060 | 16th Floor Internal Fire Sprinkler System | Per Project | 0.0000 | 0.0000 | 14010 | S&I Std Response Sidewall type sprinkle | No. | 56.0000 | 326.86 | 132.001.001.005.003.024.002. | 326.86 | Labour | 167 | 10.0800 | C+S GST 18% I/P RD
307064 | 17th Floor Internal Fire Sprinkler System | Per Project | 0.0000 | 0.0000 | 14010 | S&I Std Response Sidewall type sprinkle | No. | 53.0000 | 326.86 | 132.001.001.005.003.025.002. | 326.86 | Labour | 167 | 9.5400 | C+S GST 18% I/P RD
307068 | 18th Floor Internal Sprinkler System | Per Project | 0.0000 | 0.0000 | 14010 | S&I Std Response Sidewall type sprinkle | No. | 56.0000 | 326.86 | 132.001.001.005.003.026.002. | 326.86 | Labour | 167 | 10.0800 | C+S GST 18% I/P RD
307072 | 19th Floor Internal Fire Sprinkler System | Per Project | 0.0000 | 0.0000 | 14010 | S&I Std Response Sidewall type sprinkle | No. | 56.0000 | 326.86 | 132.001.001.005.003.027.002. | 326.86 | Labour | 167 | 10.0800 | C+S GST 18% I/P RD
307076 | 20th Floor Internal Fire Sprinkler System | Per Project | 0.0000 | 0.0000 | 14010 | S&I Std Response Sidewall type sprinkle | No. | 56.0000 | 326.86 | 132.001.001.005.003.028.002. | 326.86 | Labour | 167 | 10.0800 | C+S GST 18% I/P RD
307080 | 21st Floor Internal Fire Sprinkler System | Per Project | 0.0000 | 0.0000 | 14010 | S&I Std Response Sidewall type sprinkle | No. | 56.0000 | 326.86 | 132.001.001.005.003.029.002. | 326.86 | Labour | 167 | 10.0800 | C+S GST 18% I/P RD
307084 | 22nd Floor Internal Fire Sprinkler System | Per Project | 0.0000 | 0.0000 | 14010 | S&I Std Response Sidewall type sprinkle | No. | 53.0000 | 326.86 | 132.001.001.005.003.030.002. | 326.86 | Labour | 167 | 9.5400 | C+S GST 18% I/P RD
307088 | 23rd Floor Internal Fire Sprinkler System | Per Project | 0.0000 | 0.0000 | 14010 | S&I Std Response Sidewall type sprinkle | No. | 56.0000 | 326.86 | 132.001.001.005.003.031.002. | 326.86 | Labour | 167 | 10.0800 | C+S GST 18% I/P RD
307116 | 24th Floor Internal Fire Sprinkler System | Per Project | 0.0000 | 0.0000 | 14010 | S&I Std Response Sidewall type sprinkle | No. | 56.0000 | 326.86 | 132.001.001.005.003.032.002. | 326.86 | Labour | 167 | 10.0800 | C+S GST 18% I/P RD
307092 | 25th Floor Internal Fire Sprinkler System | Per Project | 0.0000 | 0.0000 | 14010 | S&I Std Response Sidewall type sprinkle | No. | 56.0000 | 326.86 | 132.001.001.005.003.033.002. | 326.86 | Labour | 167 | 10.0800 | C+S GST 18% I/P RD
307096 | 26th Floor Internal Sprinkler System | Per Project | 0.0000 | 0.0000 | 14010 | S&I Std Response Sidewall type sprinkle | No. | 56.0000 | 326.86 | 132.001.001.005.003.034.002. | 326.86 | Labour | 167 | 10.0800 | C+S GST 18% I/P RD
307100 | 27th Floor Internal Sprinkler System | Per Project | 0.0000 | 0.0000 | 14010 | S&I Std Response Sidewall type sprinkle | No. | 53.0000 | 326.86 | 132.001.001.005.003.035.002. | 326.86 | Labour | 167 | 9.5400 | C+S GST 18% I/P RD
307112 | Terrace Floor Internal Sprinkler System | Per Project | 0.0000 | 0.0000 | 14010 | S&I Std Response Sidewall type sprinkle | No. | 56.0000 | 326.86 | 132.001.001.005.003.038.002. | 326.86 | Labour | 167 | 10.0800 | C+S GST 18% I/P RD
294508 | Column Guard Basement 4 to P3 Floor | Per Project | 0.0000 | 0.0000 | 13023 | Column Corner Guard | No. | 842.0000 | 318.6 | 132.001.001.009.005. | 318.6 | Labour | 0 | 0.0000
307008 | 3rd / Podium Floor Internal Fire Sprinkler System | Per Project | 0.0000 | 0.0000 | 13207 | S&I Std Response Pendent type sprinkler | No. | 23.0000 | 310.34 | 132.001.001.005.003.010.002. | 310.34 | Labour | 167 | 621.0000 | C+S GST 18% I/P RD
307012 | 4th Floor Internal Fire Sprinkler System | Per Project | 0.0000 | 0.0000 | 13207 | S&I Std Response Pendent type sprinkler | No. | 23.0000 | 310.34 | 132.001.001.005.003.012.002. | 310.34 | Labour | 167 | 621.0000 | C+S GST 18% I/P RD
307016 | 5th Floor Internal Fire Sprinkler System | Per Project | 0.0000 | 0.0000 | 13207 | S&I Std Response Pendent type sprinkler | No. | 23.0000 | 310.34 | 132.001.001.005.003.013.002. | 310.34 | Labour | 167 | 621.0000 | C+S GST 18% I/P RD
307020 | 6th Floor Internal Fire Sprinkler System | Per Project | 0.0000 | 0.0000 | 13207 | S&I Std Response Pendent type sprinkler | No. | 23.0000 | 310.34 | 132.001.001.005.003.014.002. | 310.34 | Labour | 167 | 621.0000 | C+S GST 18% I/P RD
307024 | 7th Floor Internal Fire Sprinkler System | Per Project | 0.0000 | 0.0000 | 13207 | S&I Std Response Pendent type sprinkler | No. | 41.0000 | 310.34 | 132.001.001.005.003.015.002. | 310.34 | Labour | 167 | 7.3800 | C+S GST 18% I/P RD
307028 | 8th Floor Internal Fire Sprinkler System | Per Project | 0.0000 | 0.0000 | 13207 | S&I Std Response Pendent type sprinkler | No. | 23.0000 | 310.34 | 132.001.001.005.003.016.002. | 310.34 | Labour | 167 | 621.0000 | C+S GST 18% I/P RD
307032 | 9th Floor Internal Fire Sprinkler System | Per Project | 0.0000 | 0.0000 | 13207 | S&I Std Response Pendent type sprinkler | No. | 23.0000 | 310.34 | 132.001.001.005.003.017.002. | 310.34 | Labour | 167 | 621.0000 | C+S GST 18% I/P RD
307036 | 10th Floor Internal Fire Sprinkler System | Per Project | 0.0000 | 0.0000 | 13207 | S&I Std Response Pendent type sprinkler | No. | 23.0000 | 310.34 | 132.001.001.005.003.018.002. | 310.34 | Labour | 167 | 621.0000 | C+S GST 18% I/P RD
307040 | 11th Floor Internal Fire Sprinkler System | Per Project | 0.0000 | 0.0000 | 13207 | S&I Std Response Pendent type sprinkler | No. | 23.0000 | 310.34 | 132.001.001.005.003.019.002. | 310.34 | Labour | 167 | 621.0000 | C+S GST 18% I/P RD
307044 | 12th Floor Internal Fire Sprinkler System | Per Project | 0.0000 | 0.0000 | 13207 | S&I Std Response Pendent type sprinkler | No. | 41.0000 | 310.34 | 132.001.001.005.003.020.002. | 310.34 | Labour | 167 | 7.3800 | C+S GST 18% I/P RD
307048 | 13th Floor Internal Fire Sprinkler System | Per Project | 0.0000 | 0.0000 | 13207 | S&I Std Response Pendent type sprinkler | No. | 23.0000 | 310.34 | 132.001.001.005.003.021.002. | 310.34 | Labour | 167 | 621.0000 | C+S GST 18% I/P RD
307052 | 14th Floor Internal Fire Sprinkler System | Per Project | 0.0000 | 0.0000 | 13207 | S&I Std Response Pendent type sprinkler | No. | 23.0000 | 310.34 | 132.001.001.005.003.022.002. | 310.34 | Labour | 167 | 621.0000 | C+S GST 18% I/P RD
307056 | 15th Floor Internal Fire Sprinkler System | Per Project | 0.0000 | 0.0000 | 13207 | S&I Std Response Pendent type sprinkler | No. | 23.0000 | 310.34 | 132.001.001.005.003.023.002. | 310.34 | Labour | 167 | 621.0000 | C+S GST 18% I/P RD
307060 | 16th Floor Internal Fire Sprinkler System | Per Project | 0.0000 | 0.0000 | 13207 | S&I Std Response Pendent type sprinkler | No. | 23.0000 | 310.34 | 132.001.001.005.003.024.002. | 310.34 | Labour | 167 | 621.0000 | C+S GST 18% I/P RD
307064 | 17th Floor Internal Fire Sprinkler System | Per Project | 0.0000 | 0.0000 | 13207 | S&I Std Response Pendent type sprinkler | No. | 41.0000 | 310.34 | 132.001.001.005.003.025.002. | 310.34 | Labour | 167 | 7.3800 | C+S GST 18% I/P RD
307068 | 18th Floor Internal Sprinkler System | Per Project | 0.0000 | 0.0000 | 13207 | S&I Std Response Pendent type sprinkler | No. | 23.0000 | 310.34 | 132.001.001.005.003.026.002. | 310.34 | Labour | 167 | 621.0000 | C+S GST 18% I/P RD
307072 | 19th Floor Internal Fire Sprinkler System | Per Project | 0.0000 | 0.0000 | 13207 | S&I Std Response Pendent type sprinkler | No. | 23.0000 | 310.34 | 132.001.001.005.003.027.002. | 310.34 | Labour | 167 | 621.0000 | C+S GST 18% I/P RD
307076 | 20th Floor Internal Fire Sprinkler System | Per Project | 0.0000 | 0.0000 | 13207 | S&I Std Response Pendent type sprinkler | No. | 23.0000 | 310.34 | 132.001.001.005.003.028.002. | 310.34 | Labour | 167 | 621.0000 | C+S GST 18% I/P RD
307080 | 21st Floor Internal Fire Sprinkler System | Per Project | 0.0000 | 0.0000 | 13207 | S&I Std Response Pendent type sprinkler | No. | 23.0000 | 310.34 | 132.001.001.005.003.029.002. | 310.34 | Labour | 167 | 621.0000 | C+S GST 18% I/P RD
307084 | 22nd Floor Internal Fire Sprinkler System | Per Project | 0.0000 | 0.0000 | 13207 | S&I Std Response Pendent type sprinkler | No. | 41.0000 | 310.34 | 132.001.001.005.003.030.002. | 310.34 | Labour | 167 | 7.3800 | C+S GST 18% I/P RD
307088 | 23rd Floor Internal Fire Sprinkler System | Per Project | 0.0000 | 0.0000 | 13207 | S&I Std Response Pendent type sprinkler | No. | 23.0000 | 310.34 | 132.001.001.005.003.031.002. | 310.34 | Labour | 167 | 621.0000 | C+S GST 18% I/P RD
307116 | 24th Floor Internal Fire Sprinkler System | Per Project | 0.0000 | 0.0000 | 13207 | S&I Std Response Pendent type sprinkler | No. | 23.0000 | 310.34 | 132.001.001.005.003.032.002. | 310.34 | Labour | 167 | 621.0000 | C+S GST 18% I/P RD
307092 | 25th Floor Internal Fire Sprinkler System | Per Project | 0.0000 | 0.0000 | 13207 | S&I Std Response Pendent type sprinkler | No. | 23.0000 | 310.34 | 132.001.001.005.003.033.002. | 310.34 | Labour | 167 | 621.0000 | C+S GST 18% I/P RD
307096 | 26th Floor Internal Sprinkler System | Per Project | 0.0000 | 0.0000 | 13207 | S&I Std Response Pendent type sprinkler | No. | 23.0000 | 310.34 | 132.001.001.005.003.034.002. | 310.34 | Labour | 167 | 621.0000 | C+S GST 18% I/P RD
307100 | 27th Floor Internal Sprinkler System | Per Project | 0.0000 | 0.0000 | 13207 | S&I Std Response Pendent type sprinkler | No. | 73.0000 | 310.34 | 132.001.001.005.003.035.002. | 310.34 | Labour | 167 | 13.1400 | C+S GST 18% I/P RD
307112 | Terrace Floor Internal Sprinkler System | Per Project | 0.0000 | 0.0000 | 13207 | S&I Std Response Pendent type sprinkler | No. | 23.0000 | 310.34 | 132.001.001.005.003.038.002. | 310.34 | Labour | 167 | 621.0000 | C+S GST 18% I/P RD
298593 | Project Fabrication Work | Per Project | 0.0000 | 0.0000 | 6858 | Fabrication Work | No. | 20.0000 | 300 | 132.001.001.008.018.002. | 300 | Labour | 0 | 0.0000
271135 | W5+W6 Upto Basement 4 Floor Raft lvl-81.00 Rock Anchoring 10 | No. | 180.0000 | 180.0000 | 11913 | Rock anchoring | No. | 180.0000 | 271.4 | 132.001.001.002.002.001.013. | 271.4 | Labour | 0 | 0.0000
149006 | W5 Excavation Work Excavation Work | Cu.Mtrs | 0.0000 | 0.0000 | 2619 | Labour-Excavation | Cu.Mtrs | 1608.5200 | 177 | 132.001.001.002.001.001. | 177 | Labour | 0 | 0.0000
301363 | Lift Pressurization Work | Per Project | 0.0000 | 0.0000 | 13547 | S & I 1sqmm X 6C Cable | Mtrs | 600.0000 | 176.53 | 132.001.001.007.002.001. | 176.53 | Labour | 167 | 324.0000 | C+S GST 18% I/P RD
301364 | Staircase Pressurization Work | Per Project | 0.0000 | 0.0000 | 13547 | S & I 1sqmm X 6C Cable | Mtrs | 600.0000 | 176.53 | 132.001.001.007.004.001. | 176.53 | Labour | 167 | 324.0000 | C+S GST 18% I/P RD
307008 | 3rd / Podium Floor Internal Fire Sprinkler System | Per Project | 0.0000 | 0.0000 | 12525 | Rosette Plate | No. | 23.0000 | 139.24 | 132.001.001.005.003.010.002. | 139.24 | Labour | 167 | 115.0000 | C+S GST 18% I/P RD
307012 | 4th Floor Internal Fire Sprinkler System | Per Project | 0.0000 | 0.0000 | 12525 | Rosette Plate | No. | 23.0000 | 139.24 | 132.001.001.005.003.012.002. | 139.24 | Labour | 167 | 115.0000 | C+S GST 18% I/P RD
307016 | 5th Floor Internal Fire Sprinkler System | Per Project | 0.0000 | 0.0000 | 12525 | Rosette Plate | No. | 23.0000 | 139.24 | 132.001.001.005.003.013.002. | 139.24 | Labour | 167 | 115.0000 | C+S GST 18% I/P RD
307020 | 6th Floor Internal Fire Sprinkler System | Per Project | 0.0000 | 0.0000 | 12525 | Rosette Plate | No. | 23.0000 | 139.24 | 132.001.001.005.003.014.002. | 139.24 | Labour | 167 | 115.0000 | C+S GST 18% I/P RD
307024 | 7th Floor Internal Fire Sprinkler System | Per Project | 0.0000 | 0.0000 | 12525 | Rosette Plate | No. | 41.0000 | 139.24 | 132.001.001.005.003.015.002. | 139.24 | Labour | 167 | 7.3800 | C+S GST 18% I/P RD
307028 | 8th Floor Internal Fire Sprinkler System | Per Project | 0.0000 | 0.0000 | 12525 | Rosette Plate | No. | 23.0000 | 139.24 | 132.001.001.005.003.016.002. | 139.24 | Labour | 167 | 115.0000 | C+S GST 18% I/P RD
307032 | 9th Floor Internal Fire Sprinkler System | Per Project | 0.0000 | 0.0000 | 12525 | Rosette Plate | No. | 23.0000 | 139.24 | 132.001.001.005.003.017.002. | 139.24 | Labour | 167 | 115.0000 | C+S GST 18% I/P RD
307036 | 10th Floor Internal Fire Sprinkler System | Per Project | 0.0000 | 0.0000 | 12525 | Rosette Plate | No. | 23.0000 | 139.24 | 132.001.001.005.003.018.002. | 139.24 | Labour | 167 | 115.0000 | C+S GST 18% I/P RD
307040 | 11th Floor Internal Fire Sprinkler System | Per Project | 0.0000 | 0.0000 | 12525 | Rosette Plate | No. | 23.0000 | 139.24 | 132.001.001.005.003.019.002. | 139.24 | Labour | 167 | 115.0000 | C+S GST 18% I/P RD
307044 | 12th Floor Internal Fire Sprinkler System | Per Project | 0.0000 | 0.0000 | 12525 | Rosette Plate | No. | 41.0000 | 139.24 | 132.001.001.005.003.020.002. | 139.24 | Labour | 167 | 7.3800 | C+S GST 18% I/P RD
307048 | 13th Floor Internal Fire Sprinkler System | Per Project | 0.0000 | 0.0000 | 12525 | Rosette Plate | No. | 23.0000 | 139.24 | 132.001.001.005.003.021.002. | 139.24 | Labour | 167 | 115.0000 | C+S GST 18% I/P RD
307052 | 14th Floor Internal Fire Sprinkler System | Per Project | 0.0000 | 0.0000 | 12525 | Rosette Plate | No. | 23.0000 | 139.24 | 132.001.001.005.003.022.002. | 139.24 | Labour | 167 | 115.0000 | C+S GST 18% I/P RD
307056 | 15th Floor Internal Fire Sprinkler System | Per Project | 0.0000 | 0.0000 | 12525 | Rosette Plate | No. | 23.0000 | 139.24 | 132.001.001.005.003.023.002. | 139.24 | Labour | 167 | 115.0000 | C+S GST 18% I/P RD
307060 | 16th Floor Internal Fire Sprinkler System | Per Project | 0.0000 | 0.0000 | 12525 | Rosette Plate | No. | 23.0000 | 139.24 | 132.001.001.005.003.024.002. | 139.24 | Labour | 167 | 115.0000 | C+S GST 18% I/P RD
307064 | 17th Floor Internal Fire Sprinkler System | Per Project | 0.0000 | 0.0000 | 12525 | Rosette Plate | No. | 41.0000 | 139.24 | 132.001.001.005.003.025.002. | 139.24 | Labour | 167 | 7.3800 | C+S GST 18% I/P RD
307068 | 18th Floor Internal Sprinkler System | Per Project | 0.0000 | 0.0000 | 12525 | Rosette Plate | No. | 23.0000 | 139.24 | 132.001.001.005.003.026.002. | 139.24 | Labour | 167 | 115.0000 | C+S GST 18% I/P RD
307072 | 19th Floor Internal Fire Sprinkler System | Per Project | 0.0000 | 0.0000 | 12525 | Rosette Plate | No. | 23.0000 | 139.24 | 132.001.001.005.003.027.002. | 139.24 | Labour | 167 | 115.0000 | C+S GST 18% I/P RD
307076 | 20th Floor Internal Fire Sprinkler System | Per Project | 0.0000 | 0.0000 | 12525 | Rosette Plate | No. | 23.0000 | 139.24 | 132.001.001.005.003.028.002. | 139.24 | Labour | 167 | 115.0000 | C+S GST 18% I/P RD
307080 | 21st Floor Internal Fire Sprinkler System | Per Project | 0.0000 | 0.0000 | 12525 | Rosette Plate | No. | 23.0000 | 139.24 | 132.001.001.005.003.029.002. | 139.24 | Labour | 167 | 115.0000 | C+S GST 18% I/P RD
307084 | 22nd Floor Internal Fire Sprinkler System | Per Project | 0.0000 | 0.0000 | 12525 | Rosette Plate | No. | 41.0000 | 139.24 | 132.001.001.005.003.030.002. | 139.24 | Labour | 167 | 7.3800 | C+S GST 18% I/P RD
307088 | 23rd Floor Internal Fire Sprinkler System | Per Project | 0.0000 | 0.0000 | 12525 | Rosette Plate | No. | 23.0000 | 139.24 | 132.001.001.005.003.031.002. | 139.24 | Labour | 167 | 115.0000 | C+S GST 18% I/P RD
307116 | 24th Floor Internal Fire Sprinkler System | Per Project | 0.0000 | 0.0000 | 12525 | Rosette Plate | No. | 23.0000 | 139.24 | 132.001.001.005.003.032.002. | 139.24 | Labour | 167 | 115.0000 | C+S GST 18% I/P RD
307092 | 25th Floor Internal Fire Sprinkler System | Per Project | 0.0000 | 0.0000 | 12525 | Rosette Plate | No. | 23.0000 | 139.24 | 132.001.001.005.003.033.002. | 139.24 | Labour | 167 | 115.0000 | C+S GST 18% I/P RD
307096 | 26th Floor Internal Sprinkler System | Per Project | 0.0000 | 0.0000 | 12525 | Rosette Plate | No. | 23.0000 | 139.24 | 132.001.001.005.003.034.002. | 139.24 | Labour | 167 | 115.0000 | C+S GST 18% I/P RD
307100 | 27th Floor Internal Sprinkler System | Per Project | 0.0000 | 0.0000 | 12525 | Rosette Plate | No. | 73.0000 | 139.24 | 132.001.001.005.003.035.002. | 139.24 | Labour | 167 | 13.1400 | C+S GST 18% I/P RD
307112 | Terrace Floor Internal Sprinkler System | Per Project | 0.0000 | 0.0000 | 12525 | Rosette Plate | No. | 23.0000 | 139.24 | 132.001.001.005.003.038.002. | 139.24 | Labour | 167 | 115.0000 | C+S GST 18% I/P RD
292550 | Retaining Wall for Plum 16" Fly Ash Brickwork | Sq.Ft | 493.0000 | 493.0000 | 2764 | Labour-Brick Work 16" | Sq.Ft | 493.0000 | 99.71 | 132.001.001.009.001.001.002. | 99.71 | Labour | 0 | 0.0000
291423 | Steel Testing Work | Per Project | 0.0000 | 0.0000 | 8041 | Cube Testing | No. | 210.0000 | 64.9 | 132.001.001.008.005.003. | 64.9 | Labour | 0 | 0.0000
307761 | OWC Fabrication Shed removing | Per Project | 1.0000 | 1.0000 | 1906 | Removing Changeling Jali | R.Ft | 88.0000 | 62.82 | 132.001.001.008.018.003. | 62.82 | Labour | 0 | 0.0000
311347 | Parking 1 Floor Blockwork 5'' Flyash Brickwork | Sq.Ft | 265.5500 | 265.5500 | 2740 | Fixing Fly Ash Bricks | Sq.Ft | 265.5500 | 42.6 | 132.001.001.002.003.007.006. | 42.6 | Labour | 0 | 0.0000
311348 | Parking 2 Floor Blockwork 5'' Flyash Brickwork | Sq.Ft | 265.5500 | 265.5500 | 2740 | Fixing Fly Ash Bricks | Sq.Ft | 265.5500 | 42.6 | 132.001.001.002.003.008.006. | 42.6 | Labour | 0 | 0.0000
311349 | Parking 3 Floor Blockwork 5'' Flyash Brickwork | Sq.Ft | 302.2000 | 302.2000 | 2740 | Fixing Fly Ash Bricks | Sq.Ft | 302.2000 | 42.6 | 132.001.001.002.003.009.006. | 42.6 | Labour | 0 | 0.0000
311350 | 3rd / Podium Floor Blockwork 5'' Flyash Brickwork | Sq.Ft | 302.2000 | 302.2000 | 2740 | Fixing Fly Ash Bricks | Sq.Ft | 302.2000 | 42.6 | 132.001.001.002.003.010.006. | 42.6 | Labour | 0 | 0.0000
311245 | 28th Floor -Penthouse 9" with Fly ash bricks | Sq.Ft | 50.0000 | 50.0000 | 2740 | Fixing Fly Ash Bricks | Sq.Ft | 50.0000 | 42.6 | 132.001.001.002.003.030.008. | 42.6 | Labour | 0 | 0.0000
311246 | 28th Floor -Penthouse 4" Flyash brickwork masonary | Sq.Ft | 248.0000 | 248.0000 | 2740 | Fixing Fly Ash Bricks | Sq.Ft | 248.0000 | 42.6 | 132.001.001.002.003.030.009. | 42.6 | Labour | 0 | 0.0000
311247 | 28th Floor -Penthouse 5'' Flyash Brickwork | Sq.Ft | 198.0000 | 198.0000 | 2740 | Fixing Fly Ash Bricks | Sq.Ft | 198.0000 | 42.6 | 132.001.001.002.003.030.010. | 42.6 | Labour | 0 | 0.0000
298635 | Water Charges Expences | Per Project | 0.0000 | 0.0000 | 5781 | 20 Ltrs Water Jar | No. | 2460.0000 | 33.6 | 132.001.001.008.007.002. | 33.6 | Labour | 0 | 0.0000
279657 | CSR Activity | Per Project | 0.0000 | 0.0000 | 12468 | MEAL. | No. | 7488.0000 | 26.67 | 132.001.002.002.002. | 26.67 | Labour | 0 | 0.0000
311108 | Ground Floor Waterproofing Toilet W/P Work(Sq.Ft) | Sq.Ft | 691.0000 | 691.0000 | 6007 | Protective Screed 25mm thk | Sq.Ft | 691.0000 | 25.96 | 132.001.001.002.006.006.001. | 25.96 | Labour | 0 | 0.0000
311110 | Parking 1 Floor Waterproofing Toilet W/P Work(Sq.Ft) | Sq.Ft | 691.0000 | 691.0000 | 6007 | Protective Screed 25mm thk | Sq.Ft | 691.0000 | 25.96 | 132.001.001.002.006.007.001. | 25.96 | Labour | 0 | 0.0000
311111 | Parking 2 Floor Waterproofing Toilet W/P Work(Sq.Ft) | Sq.Ft | 818.0000 | 818.0000 | 6007 | Protective Screed 25mm thk | Sq.Ft | 818.0000 | 25.96 | 132.001.001.002.006.008.001. | 25.96 | Labour | 0 | 0.0000
311112 | Parking 3 Floor Waterproofing Toilet W/P Work(Sq.Ft) | Sq.Ft | 818.0000 | 818.0000 | 6007 | Protective Screed 25mm thk | Sq.Ft | 818.0000 | 25.96 | 132.001.001.002.006.009.001. | 25.96 | Labour | 0 | 0.0000
291943 | 3rd / Podium Floor Waterproofing Work | Per Project | 0.0000 | 0.0000 | 6007 | Protective Screed 25mm thk | Sq.Ft | 1088.8860 | 25.96 | 132.001.001.002.006.010.001. | 25.96 | Labour | 0 | 0.0000
311113 | 3rd / Podium Floor Waterproofing Toilet W/P Work(Sq.Ft) | Sq.Ft | 1166.0000 | 1166.0000 | 6007 | Protective Screed 25mm thk | Sq.Ft | 1166.0000 | 25.96 | 132.001.001.002.006.010.002. | 25.96 | Labour | 0 | 0.0000
311114 | 4th Floor Waterproofing Toilet W/P Work(Sq.Ft) | Sq.Ft | 1252.0000 | 1252.0000 | 6007 | Protective Screed 25mm thk | Sq.Ft | 1252.0000 | 25.96 | 132.001.001.002.006.011.001. | 25.96 | Labour | 0 | 0.0000
311115 | 5th Floor Waterproofing Toilet W/P Work(Sq.Ft) | Sq.Ft | 1252.0000 | 1252.0000 | 6007 | Protective Screed 25mm thk | Sq.Ft | 1252.0000 | 25.96 | 132.001.001.002.006.012.001. | 25.96 | Labour | 0 | 0.0000
311116 | 6th Floor Waterproofing Toilet W/P Work(Sq.Ft) | Sq.Ft | 1252.0000 | 1252.0000 | 6007 | Protective Screed 25mm thk | Sq.Ft | 1252.0000 | 25.96 | 132.001.001.002.006.013.001. | 25.96 | Labour | 0 | 0.0000
311118 | 7th Floor Waterproofing Toilet W/P Work(Sq.Ft) | Sq.Ft | 1165.0000 | 1165.0000 | 6007 | Protective Screed 25mm thk | Sq.Ft | 1165.0000 | 25.96 | 132.001.001.002.006.014.001. | 25.96 | Labour | 0 | 0.0000
311119 | 8th Floor Waterproofing Toilet W/P Work(Sq.Ft) | Sq.Ft | 1252.0000 | 1252.0000 | 6007 | Protective Screed 25mm thk | Sq.Ft | 1252.0000 | 25.96 | 132.001.001.002.006.015.001. | 25.96 | Labour | 0 | 0.0000
311120 | 9th Floor Waterproofing Toilet W/P Work-W1-(Sq.Ft) | Sq.Ft | 1252.0000 | 1252.0000 | 6007 | Protective Screed 25mm thk | Sq.Ft | 1252.0000 | 25.96 | 132.001.001.002.006.016.001. | 25.96 | Labour | 0 | 0.0000
311121 | 10th Floor Waterproofing Toilet W/P Work-W1-(Sq.Ft) | Sq.Ft | 1252.0000 | 1252.0000 | 6007 | Protective Screed 25mm thk | Sq.Ft | 1252.0000 | 25.96 | 132.001.001.002.006.017.001. | 25.96 | Labour | 0 | 0.0000
311122 | 11th Floor Waterproofing Toilet W/P Work-W1-(Sq.Ft) | Sq.Ft | 1252.0000 | 1252.0000 | 6007 | Protective Screed 25mm thk | Sq.Ft | 1252.0000 | 25.96 | 132.001.001.002.006.018.001. | 25.96 | Labour | 0 | 0.0000
311123 | 12th Floor Waterproofing Toilet W/P Work-W1-(Sq.Ft) | Sq.Ft | 1165.0000 | 1165.0000 | 6007 | Protective Screed 25mm thk | Sq.Ft | 1165.0000 | 25.96 | 132.001.001.002.006.019.001. | 25.96 | Labour | 0 | 0.0000
311124 | 13th Floor Waterproofing Toilet W/P Work-W1-(Sq.Ft) | Sq.Ft | 1252.0000 | 1252.0000 | 6007 | Protective Screed 25mm thk | Sq.Ft | 1252.0000 | 25.96 | 132.001.001.002.006.020.001. | 25.96 | Labour | 0 | 0.0000
311125 | 14th Floor Waterproofing Toilet W/P Work-W1-(Sq.Ft) | Sq.Ft | 1252.0000 | 1252.0000 | 6007 | Protective Screed 25mm thk | Sq.Ft | 1252.0000 | 25.96 | 132.001.001.002.006.021.001. | 25.96 | Labour | 0 | 0.0000
311126 | 15th Floor Waterproofing Toilet W/P Work-W1-(Sq.Ft) | Sq.Ft | 1252.0000 | 1252.0000 | 6007 | Protective Screed 25mm thk | Sq.Ft | 1252.0000 | 25.96 | 132.001.001.002.006.022.001. | 25.96 | Labour | 0 | 0.0000
311127 | 16th Floor Waterproofing Toilet W/P Work-W1-(Sq.Ft) | Sq.Ft | 1252.0000 | 1252.0000 | 6007 | Protective Screed 25mm thk | Sq.Ft | 1252.0000 | 25.96 | 132.001.001.002.006.023.001. | 25.96 | Labour | 0 | 0.0000
311128 | 17th Floor Waterproofing Toilet W/P Work-W1-(Sq.Ft) | Sq.Ft | 1165.0000 | 1165.0000 | 6007 | Protective Screed 25mm thk | Sq.Ft | 1165.0000 | 25.96 | 132.001.001.002.006.024.001. | 25.96 | Labour | 0 | 0.0000
311129 | 18th Floor Waterproofing Toilet W/P Work-W1-(Sq.Ft) | Sq.Ft | 1252.0000 | 1252.0000 | 6007 | Protective Screed 25mm thk | Sq.Ft | 1252.0000 | 25.96 | 132.001.001.002.006.025.001. | 25.96 | Labour | 0 | 0.0000
311130 | 19th Floor Waterproofing Toilet W/P Work-W1-(Sq.Ft) | Sq.Ft | 1252.0000 | 1252.0000 | 6007 | Protective Screed 25mm thk | Sq.Ft | 1252.0000 | 25.96 | 132.001.001.002.006.026.001. | 25.96 | Labour | 0 | 0.0000
311131 | 20th Floor Waterproofing Toilet W/P Work-W1-(Sq.Ft) | Sq.Ft | 1252.0000 | 1252.0000 | 6007 | Protective Screed 25mm thk | Sq.Ft | 1252.0000 | 25.96 | 132.001.001.002.006.027.001. | 25.96 | Labour | 0 | 0.0000
311132 | 21st Floor Waterproofing Toilet W/P Work-W1-(Sq.Ft) | Sq.Ft | 1252.0000 | 1252.0000 | 6007 | Protective Screed 25mm thk | Sq.Ft | 1252.0000 | 25.96 | 132.001.001.002.006.028.001. | 25.96 | Labour | 0 | 0.0000
311133 | 22nd Floor Waterproofing Toilet W/P Work-W1-(Sq.Ft) | Sq.Ft | 1165.0000 | 1165.0000 | 6007 | Protective Screed 25mm thk | Sq.Ft | 1165.0000 | 25.96 | 132.001.001.002.006.029.001. | 25.96 | Labour | 0 | 0.0000
311134 | 23th Floor Waterproofing Toilet W/P Work-W1-(Sq.Ft) | Sq.Ft | 1252.0000 | 1252.0000 | 6007 | Protective Screed 25mm thk | Sq.Ft | 1252.0000 | 25.96 | 132.001.001.002.006.030.001. | 25.96 | Labour | 0 | 0.0000
311135 | 24th Floor Waterproofing Toilet W/P Work-W1-(Sq.Ft) | Sq.Ft | 1252.0000 | 1252.0000 | 6007 | Protective Screed 25mm thk | Sq.Ft | 1252.0000 | 25.96 | 132.001.001.002.006.031.001. | 25.96 | Labour | 0 | 0.0000
311136 | 25th Floor Waterproofing Toilet W/P Work-W1-(Sq.Ft) | Sq.Ft | 1252.0000 | 1252.0000 | 6007 | Protective Screed 25mm thk | Sq.Ft | 1252.0000 | 25.96 | 132.001.001.002.006.032.001. | 25.96 | Labour | 0 | 0.0000
311137 | 26th Floor Waterproofing Toilet W/P Work-W1-(Sq.Ft) | Sq.Ft | 1252.0000 | 1252.0000 | 6007 | Protective Screed 25mm thk | Sq.Ft | 1252.0000 | 25.96 | 132.001.001.002.006.033.001. | 25.96 | Labour | 0 | 0.0000
311138 | 27th Floor Waterproofing Toilet W/P Work-W1-(Sq.Ft) | Sq.Ft | 933.0000 | 933.0000 | 6007 | Protective Screed 25mm thk | Sq.Ft | 933.0000 | 25.96 | 132.001.001.002.006.034.001. | 25.96 | Labour | 0 | 0.0000
311139 | 28th Floor Waterproofing Toilet W/P Work-W1-(Sq.Ft) | Sq.Ft | 765.0000 | 765.0000 | 6007 | Protective Screed 25mm thk | Sq.Ft | 765.0000 | 25.96 | 132.001.001.002.006.035.001. | 25.96 | Labour | 0 | 0.0000
295783 | Fabrication Work - AC Duct Railing | Per Project | 0.0000 | 0.0000 | 3965 | Fabrication Work | Sq.Ft | 19440.0000 | 25.96 | 132.001.001.004.001.039.001. | 25.96 | Labour | 167 | 77760.0000 | C+S GST 18% I/P RD
269533 | RCC Misc Work | Per Project | 0.0000 | 0.0000 | 14159 | Bar Cutting | Kgs | 1097.0000 | 21.24 | 132.001.001.002.002.038.001. | 21.24 | Labour | 167 | 197.4600 | C+S GST 18% I/P RD
286695 | Labour Camp Civil Work | Per Project | 0.0000 | 0.0000 | 13971 | IPS Work | Sq.ft | 2638.7500 | 17.7 | 132.001.001.008.012.002. | 17.7 | Labour | 167 | 474.9800 | C+S GST 18% I/P RD
287001 | Labour Camp Fabrication Work | Per Project | 0.0000 | 0.0000 | 2987 | Door Fixing | No. | 15.0000 | 17.7 | 132.001.001.008.012.003. | 17.7 | Labour | 167 | 3240.0000 | C+S GST 18% I/P RD
287001 | Labour Camp Fabrication Work | Per Project | 0.0000 | 0.0000 | 1591 | Pole Fixing | No. | 3.0000 | 17.7 | 132.001.001.008.012.003. | 17.7 | Labour | 0 | 0.0000
287001 | Labour Camp Fabrication Work | Per Project | 0.0000 | 0.0000 | 13507 | Removing Work | No. | 34.0000 | 17.7 | 132.001.001.008.012.003. | 17.7 | Labour | 0 | 0.0000
287002 | Goa Shed Toilet Work | Per Project | 0.0000 | 0.0000 | 13971 | IPS Work | Sq.ft | 105.0000 | 17.7 | 132.001.001.008.012.004. | 17.7 | Labour | 167 | 18.9000 | C+S GST 18% I/P RD
150225 | Project W5 - Corporation Expenses | Per Project | 0.0000 | 0.0000 | 11928 | Corporation Sanctioning Expences | Rupees | 30672568.0000 | 1 | 132.001.002.001.001. | 1 | Labour | 0 | 0.0000